## Decision Making Parametrics
Parametric | Short Description | Rationale and Description
D0 | Turn off the "Switching" flag in the model | This prevents all fuel switching. Can be used to determine the impact of allowing fuel switching in combination with other parametrics. (Not Used)
D1 | Use full AHCS distribution to define "switching payback" times | The American Home Comfort Study contains between 2849 and 3803 respondents for the years 2006, 2008, 2010, and 2013. All years show that payback times are a function of income and that the distribution of payback times spans a wide range even within an income group. Each year was analyzed following the methodology in the TSD for transforming the amount consumers are willing to pay into an inflation adjusted payback time, but this was done for individual data points rather than the average so that the full distribution of each income group can be used. Using the cumulative distribution of payback times, 5000 data points were generated for each year and income grouping and then these were used to create a master cumulative distribution in 0.5 year increments for each income group. This was integrated with the LCC model by assigning income groups from the RECS data to income groups aligned with the AHCS. Then a random number is generated and the switching payback period is selected from a look up table in essentially the same way that BaseCase AFUE is determined in the baseline LCC model with cumulative distributions of extrapolated shipment data. (Not Used)
D2 | Use linear function of income derived from AHCS to define "switching payback" times | All of the available years (2006, 2008, 2010, and 2013) of the American Home Comfort Study show a clear trend of payback time (using DOE's methodology from the TSD) with income. Each year of the study was inflation adjusted and a linear fit to income averaged across all study years was used to determine payback time.
D3 | Use linear function of income derived from the 2013 AHCS to define "switching payback" times | This used only the most current year, 2013, of the American Home Comfort Study to relate household income to switching payback period using a linear fit to the income vs. payback time data. (Not Used)
D4 | Use calculated condensing furnace payback times and DOE extrapolated shipment data (broken out by region, new/replacement, residential/commercial) to define affected and not affected buildings | The baseline LCC model assumes that consumers do not consider economics in furnace choices except for fuel switching options. Base Case AFUE is determined by random number generation and a lookup table which aligns Base Case AFUE with extrapolated shipment data. This causes many consumers with large economic incentive at the mandated level to instead be assigned a non-condensing furnace and be affected by the rule. It also casuses consumers with a large economic disincentive at the mandated level to be assigned furnaces with at least that efficiency level and therefore become not affected by the rule. This parametric introduces economic decision making into Base Case AFUE assignment. The payback time, calculated by the LCC model, of the mandated efficiency level is used to determine where on the cumulative distribution of extrapolated shipment data a given consumer falls. A problem with this logic, and the baseline LCC logic, is that frequently it will assign payback periods that are negative. Negative paybacks occur when there is both a first cost advantage and an operational cost advantage relative to the furnace the consumer would have chosen in the absence of the rule. These cases are frequent because DOE assumes both a significant decrease in condensing furnace cost and assumes that shipments of condensing will continue linearly in spite of conditions where the condensing furnace is actually less expensive to install than a non-condensing one. This parametric is always run in combination with D5, D6, or D7 which sets minimum payback times that are at least zero.
D5 | Set minimum condensing furnace payback time at 0 years (below this time the mandated EL or higher is selected) | Because consumers are extremely unlikely to choose an option with higher first cost that also has higher operational cost, assuming buildings with negative payback periods are affected by the rule does not make sense. This parametric assigns a Base Case AFUE of 98% in any cases where the mandated efficiency level has a negative payback period. These cases then become not impacted by the rule. This parametric is always run in combination with D4 to maintain economic decision making for condensing furnace choice.
D6 | Set minimum condensing furnace payback time at 3.5 years (below this time the mandated EL or higher is selected) | This is similar to D5 except instead of a minimum payback period of 0 years a minimum payback period of 3.5 years is used. This is consistent with DOE's analysis of the AHCS which found that consumers are willing to pay for improved efficiency as long as the payback period does not exceed 3.5 years. This parametric is always run in combination with D4 to maintain economic decision making for condensing furnace choice. (Not Used)
D7 | Set minimum condensing furnace payback time based on the full AHCS distribution | This is similar to D6 except that the full distribution of payback times from the AHCS is used to set minimum payback periods. This parametric is always run in combination with D4 to maintain economic decision making for condensing furnace choice. (Not Used)
D8 | Set any cases where switching has first cost benefits relative to 80% furnace and operational cost benefit relative to the manadated EL as not affected buildings | The baseline LCC model assumes that in cases where a consumer has switching options that would have a lower first cost relative to an 80% furnace and lower operational costs relative to the mandated efficiency level that the consumer would switch to this lower first cost lower operational cost option. While this behavior is rational, it is not related to the rule. This parametric looks for these cases and assigns them a Base Case AFUE of 98% to make them not impacted cases.
D9 | Set payback period for condensing furnaces and switching payback period based on extrapolated shipment data with a minimum value of 3.5 years (this will be treated as a separate individual parametric but is a combination of D4 and D6 with the addition of modifying switching payback | The baseline LCC model assumes that consumers do not consider economics in furnace choices except for fuel switching options. Base Case AFUE is determined by random number generation and a lookup table which aligns Base Case AFUE with extrapolated shipment data. This causes many consumers with large economic incentive to choose at the mandated level to instead choose a non-condensing furnace and be affected by the rule. It also casuses consumers with a large economic disincentive to choose at the mandated level to choose furnaces with at least that efficiency level and therefore they become not affected by the rule. This parametric introduces economic decision making into Base Case AFUE assignment. The payback times for the mandated efficiency level compared to an 80% baseline, calculated by the LCC model, of the mandated efficiency level is used to determine where on the cumulative distribution of extrapolated shipment data a given consumer falls. A problem with this logic, and the baseline LCC logic, is that frequently it will assign payback periods that are negative. Negative paybacks occur when there is both a first cost advantage and an operational cost advantage relative to the furnace the consumer would have chosen in the absence of the rule. These cases are frequent because DOE assumes both a significant decrease in condensing furnace cost and assumes that shipments of condensing will continue linearly in spite of conditions where the condensing furnace is actually less expensive to install than a non-condensing one. This parametric combines D4 and D6 while and uses these same payback periods as switching periods. (Not Used)
D10 | Set payback period for condensing furnaces and switching payback period based on extrapolated shipment data with a minimum value of 0.5 years | The baseline LCC model assumes that consumers do not consider economics in furnace choices except for fuel switching options. Base Case AFUE is determined by random number generation and a lookup table which aligns Base Case AFUE with extrapolated shipment data. This causes many consumers with large economic incentive to choose at the mandated level to instead choose a non-condensing furnace and be affected by the rule. It also casuses consumers with a large economic disincentive to choose at the mandated level to choose furnaces with at least that efficiency level and therefore they become not affected by the rule. (Not Used) This parametric introduces economic decision making into Base Case AFUE assignment. The payback times for the mandated efficiency level compared to an 80% baseline, calculated by the LCC model, of the mandated efficiency level is used to determine where on the cumulative distribution of extrapolated shipment data a given consumer falls. A problem with this logic, and the baseline LCC logic, is that frequently it will assign payback periods that are negative. Negative paybacks occur when there is both a first cost advantage and an operational cost advantage relative to the furnace the consumer would have chosen in the absence of the rule. These cases are frequent because DOE assumes both a significant decrease in condensing furnace cost and assumes that shipments of condensing will continue linearly in spite of conditions where the condensing furnace is actually less expensive to install than a non-condensing one. This parametric combines D4 and a 0.5 minimum payback period and uses these same payback periods as switching periods.
D11 | Sets Base Case assignment randomly, but correcting for cases with negative payback to match the AHRI shipment percentages. | Sets Base Case assignment randomly, but correcting for cases with negative payback to match the AHRI shipment percentages.
D12 | Sets Base Case assignment based on the D2 implementation of the AHCS | Sets Base Case assignment based on the D2 implementation of the AHCS
D13 | This is a more complete implementation of the AHCS, sets payback for furnace selection and for switching and corrects percentages to align with AHRI shipment percentages. | This uses the full distribution of amounts consumers would pay in each income range to determine a payback time using a random number generator and a lookup table for each income range. This is used for both switching and furnace AFUE selection, AFUE selections are adjusted to match the AHRI shipment numbers as closely as possible.
D14 | Add 50% Std. Dev. variable payback period distribution to LCC model, disallow negative payback periods from being affected by the rule | Modifies D4 and D5 by adding a distribution function whose payback period standard deviation is 50% of the DOE LCC model calculated payback period. This gives consumers a limited ability to consider economics in decision making. Also prevents negative payback periods from being rule affected like D5 does.
Note: Several of these modifications will only work on one EL at a time, so any parametrics that include them will have to be run at the 90%, 92%, and 95% levels.

## Input Parametrics
Index | Name | Description
I1 | NWGF Manufacturer Production Cost A | Replace 2014 LCC NWGF MPC with 2011 LCC MPC adjusted for inflation (Not Used)
I2 | NWGF Retail Price | Replace 2014 LCC NWGF Retail Price with 2013 Furnace Price Guide (https://www.furnacecompare.com/furnaces/price-guide.html)
I3 | NWGF Installation Costs | Adjust 2014 LCC NWGF Installation Costs components with alternative costs provided by Contractors Association (Not Used)
I4 | Fuel Switching Equipment Cost | Modify RS Means Fuel Switching Equipment Cost per (Not Used)
I5 | Discount Rates | Replace DOE Discount Rates with a truncated normal distribution (mean of 10%, standard deviation of 5%, and minimum of 0.5%)
I6 | NG Marginal Rates | Replace DOE NG Marginal Rates with AGA developed Marginal Rates
I7 | NG and Electricity Prices | Replace DOE NG and Electricity Prices with AGA marginal prices and other provided alternatives (Not Used)
I8 | AEO Forecast Update | Use the recently released 2015 AEO forecast for energy price trends (Not Used)
I9 | Condensing NWGF Fan Power | Adjust Condensing NWGF Fan Power (Not Used)
I10 | Placeholder - Not Used | Placeholder - Not Used
I11 | NWGF Life Time | Adjust NWGF Life Time Crystal Ball Weibull distribution from mean of 21.5 years to 18 (Not Used)
I12 | Water Heater Life Time | Adjust Water Heater Life Time Crystal Ball Weibull distribution from mean of 12.3 years to 18 years (Not Used)
I13 | Condensing furnace fractions | Adjust condensing furnace fractions according to AHRI and other variations (Not Used)
I14 | Eliminate incremental markups | Use average markups from AHRI throughout the distribution channel (Not Used)
I15 | Use Installation costs fom the ACCA/PHCC survey | Use Installation costs fom the ACCA/PHCC survey (Not Used)
I16 | Alternative furnace sizing methodology | Alternative furnace sizing methodology (Renamed to F1 for clarity)
I17 | AEO 2016 Clean Power Plan | AEO 2016 Clean Power Plan
F1 | Furnace sizing tied to heating load | Use annual fuel use/furnace distribution rather than modified square footage to determine furnace sizing

## Parametric Matrix
| DOE NOPR | D2 | D4 | D5 | D8 | D10 | D11 | D12 | D13 | D14 | I2 | I5 | I6 | I13 | I17 | F1 | 92% EL only
Scenario 0 | X
Scenario 2 |  | X | [14 empty] | X
Scenario 7 |  |  |  |  | X | [11 empty] | X
Scenario 24 |  | X | X | X | X | [11 empty] | X
Scenario 28 |  | X |  |  | X |  | X | [9 empty] | X
Scenario 29 |  | X |  |  | X |  |  | X | [8 empty] | X
Scenario 30 | [6 empty] | X | [9 empty] | X
Scenario 31 | [7 empty] | X | [8 empty] | X
Scenario 32 | [8 empty] | X | [7 empty] | X
Scenario 33 |  |  |  |  | X |  |  |  | X | [7 empty] | X
Scenario 36 |  | X |  |  | X |  |  |  |  | X | [6 empty] | X
Scenario 39 | [9 empty] | X | [6 empty] | X
Scenario F1 | [15 empty] | X | X
Scenario I2, I6 | [10 empty] | X |  | X |  |  |  | X
Scenario I2, I6, I13 | [10 empty] | X |  | X | X |  |  | X
Scenario I17 | [14 empty] | X |  | X
Scenario Int-11 |  | X | X | X | X | [5 empty] | X |  | X | X |  | X
Scenario Int-12 |  | X | X | X | X | [5 empty] | X |  | X | X | X | X
Scenario Int-13 |  | X |  |  | X |  |  |  |  | X | X |  | X | X |  | X
Scenario Int-14 |  | X |  |  | X |  |  |  |  | X | X |  | X | X | X | X
Scenario Int-19 |  | X |  |  | X |  |  |  |  | X | X | X | X | X | X | X | X
Scenario Int-20 |  | X | X | X | X | [5 empty] | X | X | X | X | X | X | X

## Report Tables
Scenario | National | North | Rest of Country | Residential Replacement | Residential Replacement - North | Residential Replacement - Rest of Country | Residential New | Residential New - North | Residential New - Rest of Country | Senior Only | Low-Income
LCC Savings Summary - 90% TSL
DOE SNOPR (GTI Scenario 0) | 582.0999 | 700.5677 | 529.5373 | 361.1748 | 430.0958 | 333.6405 | 1263.2779 | 1359.6144 | 1209.977 | 754.6197 | 439.6756
GTI Scenario Int-14 | -203.1048 | -486.5512 | -88.3285 | -258.2775 | -698.3616 | -112.6464 | 293.7548 | 166.2404 | 488.655 | -165.5503 | -562.0658
LCC Savings Summary - 92% TSL
DOE SNOPR (GTI Scenario 0) | 617.3823 | 711.3162 | 568.8267 | 420.4362 | 495.7802 | 385.9766 | 1176.5308 | 1171.9617 | 1179.5864 | 775.2312 | 476.6195
GTI Scenario Int-14 | -149.1821 | -308.5012 | -65.4528 | -221.5746 | -518.9271 | -100.3518 | 219.8869 | 135.8496 | 346.6318 | -87.8737 | -506.0252
LCC Savings Summary - 95% TSL
DOE SNOPR (GTI Scenario 0) | 561.0661 | 596.8395 | 536.8889 | 437.1393 | 492.1747 | 405.1065 | 864.7927 | 772.6072 | 948.8918 | 692.436 | 482.2093
GTI Scenario Int-14 | -104.3156 | -223.4143 | -25.8333 | -184.8252 | -361.3844 | -96.6954 | 178.3189 | 5.5232 | 452.5693 | -56.9808 | -426.4101
LCC Savings Summary - 98% TSL
DOE SNOPR (GTI Scenario 0) | 506.1727 | 486.927 | 527.6203 | 399.4384 | 404.5699 | 393.9126 | 800.6488 | 668.133 | 956.4397 | 662.1337 | 553.5307
GTI Scenario Int-14 | -104.2633 | -136.4764 | -68.502 | -166.0238 | -163.4633 | -168.8126 | 139.1165 | -87.5685 | 396.1638 | -40.3716 | -343.9563
Scenario | National | North | Rest of Country | Residential Replacement | Residential Replacement - North | Residential Replacement - Rest of Country | Residential New | Residential New - North | Residential New - Rest of Country | Senior Only | Low-Income
LCC Savings Summary - 90% TSL
DOE SNOPR (Scenario 0.55) | 667.1238 | 755.4738 | 615.1985 | 444.8428 | 479.2073 | 426.0357 | 1242.2407 | 1369.0064 | 1157.9492 | 884.862 | 591.6351
SNOPR Scenario Int-14.55 | -195.8129 | -469.987 | -23.4254 | -231.9384 | -677.5536 | -47.2963 | 309.3266 | 202.625 | 493.8108 | -176.1032 | -475.444
LCC Savings Summary - 92% TSL
DOE SNOPR (Scenario 0.55) | 692.4967 | 749.2529 | 653.5959 | 501.9427 | 531.7585 | 483.1943 | 1147.8872 | 1176.38 | 1125.1635 | 890.3601 | 611.1423
SNOPR Scenario Int-14.55 | -118.4271 | -286.0611 | 16.5451 | -181.7063 | -493.4794 | -23.2929 | 238.825 | 152.5937 | 403.5313 | -81.4213 | -455.2353
LCC Savings Summary - 95% TSL
DOE SNOPR (Scenario 0.55) | 608.5478 | 617.4754 | 600.7921 | 498.664 | 510.6159 | 489.392 | 839.7181 | 783.3778 | 899.6466 | 770.2744 | 592.2593
SNOPR Scenario Int-14.55 | -68.5381 | -206.4161 | 53.3548 | -139.0545 | -341.6066 | -18.3778 | 170.8373 | 12.5423 | 466.1638 | -35.4527 | -370.7919
LCC Savings Summary - 98% TSL
DOE SNOPR (Scenario 0.55) | 542.5785 | 502.4635 | 600.2548 | 447.0632 | 418.5656 | 488.3919 | 776.735 | 677.2471 | 913.1213 | 723.8115 | 673.8187
SNOPR Scenario Int-14.55 | -73.8328 | -123.0243 | -1.7909 | -121.4143 | -149.1644 | -85.0945 | 121.0326 | -82.1491 | 395.3762 | -9.9876 | -275.8825
Scenario | National | North | Rest of Country | Residential Replacement | Residential Replacement - North | Residential Replacement - Rest of Country | Residential New | Residential New - North | Residential New - Rest of Country | Senior Only | Low-Income
LCC Savings Summary - 90% TSL
DOE SNOPR (GTI Scenario 0) | 582.0999 | 700.5677 | 529.5373 | 361.1748 | 430.0958 | 333.6405 | 1263.2779 | 1359.6144 | 1209.977 | 754.6197 | 439.6756
| #REF! | #REF! | #REF! | #REF! | #REF! | #REF! | #REF! | #REF! | #REF! | #REF! | #REF!
LCC Savings Summary - 92% TSL
DOE SNOPR (GTI Scenario 0) | 617.3823 | 711.3162 | 568.8267 | 420.4362 | 495.7802 | 385.9766 | 1176.5308 | 1171.9617 | 1179.5864 | 775.2312 | 476.6195
| #REF! | #REF! | #REF! | #REF! | #REF! | #REF! | #REF! | #REF! | #REF! | #REF! | #REF!
LCC Savings Summary - 95% TSL
DOE SNOPR (GTI Scenario 0) | 561.0661 | 387.7144 | 387.7144 | 387.7144 | 387.7144 | 387.7144 | 387.7144 | 387.7144 | 387.7144 | 387.7144 | 387.7144
| #REF! | -100.4273 | -100.4273 | -100.4273 | -100.4273 | -100.4273 | -100.4273 | -100.4273 | -100.4273 | -100.4273 | -100.4273
LCC Savings Summary - 98% TSL
DOE SNOPR (GTI Scenario 0) | 506.1727 | 486.927 | 527.6203 | 399.4384 | 404.5699 | 393.9126 | 800.6488 | 668.133 | 956.4397 | 662.1337 | 553.5307
| #REF! | #REF! | #REF! | #REF! | #REF! | #REF! | #REF! | #REF! | #REF! | #REF! | #REF!

## selected scenarios
LCC Savings Summary - 90% EL
| National | North | Rest of Country | Residential Replacement | Residential Replacement - North | Residential Replacement - Rest of Country | Residential New | Residential New - North | Residential New - Rest of Country | Senior Only | Low-Income
DOE SNOPR (Scenario 0) | 582.0999 | 700.5677 | 529.5373 | 361.1748 | 430.0958 | 333.6405 | 1263.2779 | 1359.6144 | 1209.977 | 754.6197 | 439.6756
SNOPR Scenario Int-11 | -216.2232 | -552.6145 | -102.5255 | -263.9228 | -812.4945 | -121.6819 | 260.1083 | 152.877 | 430.1704 | -211.7078 | -639.1239
SNOPR Scenario Int-12 | -228.6347 | -562.1253 | -116.2981 | -281.2386 | -828.4247 | -139.8112 | 282.0577 | 157.7275 | 477.7092 | -245.5896 | -635.8139
SNOPR Scenario Int-13 | -191.5582 | -481.6709 | -73.8593 | -242.6501 | -688.8312 | -94.5402 | 280.1392 | 162.6459 | 460.2312 | -134.4609 | -581.3859
SNOPR Scenario Int-14 | -203.1048 | -486.5512 | -88.3285 | -258.2775 | -698.3616 | -112.6464 | 293.7548 | 166.2404 | 488.655 | -165.5503 | -562.0658
DOE SNOPR (Scenario 0.55) | 667.1238 | 755.4738 | 615.1985 | 444.8428 | 479.2073 | 426.0357 | 1242.2407 | 1369.0064 | 1157.9492 | 884.862 | 591.6351
SNOPR Scenario Int-11.55 | -220.3975 | -549.3073 | -52.1127 | -242.3317 | -801.1632 | -63.2755 | 262.89 | 179.0378 | 413.2195 | -204.6442 | -579.9431
SNOPR Scenario Int-12.55 | -229.9015 | -552.7287 | -65.1984 | -257.889 | -810.0643 | -81.0595 | 301.8248 | 189.4315 | 501.5237 | -221.8611 | -572.8123
SNOPR Scenario Int-13.55 | -185.7963 | -471.3715 | -5.9563 | -217.0362 | -674.4789 | -27.1836 | 280.2506 | 193.2272 | 431.3101 | -162.8913 | -501.6947
SNOPR Scenario Int-14.55 | -195.8129 | -469.987 | -23.4254 | -231.9384 | -677.5536 | -47.2963 | 309.3266 | 202.625 | 493.8108 | -176.1032 | -475.444
LCC Savings Summary - 92% EL
| National | North | Rest of Country | Residential Replacement | Residential Replacement - North | Residential Replacement - Rest of Country | Residential New | Residential New - North | Residential New - Rest of Country | Senior Only | Low-Income
DOE SNOPR (Scenario 0) | 617.3823 | 711.3162 | 568.8267 | 420.4362 | 495.7802 | 385.9766 | 1176.5308 | 1171.9617 | 1179.5864 | 775.2312 | 476.6195
SNOPR Scenario Int-11 | -165.954 | -380.9233 | -69.3413 | -227.9738 | -623.4233 | -98.4727 | 180.9376 | 87.3164 | 326.6545 | -152.7671 | -570.2099
SNOPR Scenario Int-12 | -179.3696 | -370.5938 | -93.5239 | -248.201 | -613.9772 | -128.3672 | 195.233 | 99.2299 | 342.2854 | -185.2865 | -583.089
SNOPR Scenario Int-13 | -137.7969 | -319.6835 | -42.2435 | -206.093 | -535.3982 | -72.1944 | 217.6457 | 136.5656 | 341.9685 | -56.7843 | -505.595
SNOPR Scenario Int-14 | -149.1821 | -308.5012 | -65.4528 | -221.5746 | -518.9271 | -100.3518 | 219.8869 | 135.8496 | 346.6318 | -87.8737 | -506.0252
DOE SNOPR (Scenario 0.55) | 692.4967 | 749.2529 | 653.5959 | 501.9427 | 531.7585 | 483.1943 | 1147.8872 | 1176.38 | 1125.1635 | 890.3601 | 611.1423
SNOPR Scenario Int-11.55 | -150.2298 | -364.1934 | -5.6703 | -197.3771 | -602.881 | -34.2027 | 184.9499 | 98.5311 | 354.2052 | -139.4565 | -541.1122
SNOPR Scenario Int-12.55 | -157.0169 | -350.6097 | -26.2609 | -212.488 | -592.1032 | -59.6882 | 214.0014 | 114.2272 | 405.4463 | -167.2117 | -554.0627
SNOPR Scenario Int-13.55 | -114.7623 | -300.6185 | 34.8569 | -173.2499 | -513.0057 | -1.0449 | 223.0949 | 149.625 | 365.6898 | -62.9529 | -458.9629
SNOPR Scenario Int-14.55 | -118.4271 | -286.0611 | 16.5451 | -181.7063 | -493.4794 | -23.2929 | 238.825 | 152.5937 | 403.5313 | -81.4213 | -455.2353
LCC Savings Summary - 95% EL
| National | North | Rest of Country | Residential Replacement | Residential Replacement - North | Residential Replacement - Rest of Country | Residential New | Residential New - North | Residential New - Rest of Country | Senior Only | Low-Income
DOE SNOPR (Scenario 0) | 561.0661 | 596.8395 | 536.8889 | 437.1393 | 492.1747 | 405.1065 | 864.7927 | 772.6072 | 948.8918 | 692.436 | 482.2093
SNOPR Scenario Int-11 | -124.7162 | -273.5086 | -28.6128 | -225.2869 | -402.8535 | -136.7872 | 228.6349 | -46.3667 | 620.3639 | -115.2786 | -549.0067
SNOPR Scenario Int-12 | -136.7153 | -249.2147 | -63.1812 | -216.1127 | -381.0993 | -134.2204 | 155.263 | -14.5232 | 426.921 | -133.3401 | -561.9594
SNOPR Scenario Int-13 | -108.1154 | -240.2717 | -20.8794 | -177.9471 | -366.7353 | -83.7454 | 138.421 | -34.3444 | 415.8597 | -55.2654 | -448.224
SNOPR Scenario Int-14 | -104.3156 | -223.4143 | -25.8333 | -184.8252 | -361.3844 | -96.6954 | 178.3189 | 5.5232 | 452.5693 | -56.9808 | -426.4101
DOE SNOPR (Scenario 0.55) | 608.5478 | 617.4754 | 600.7921 | 498.664 | 510.6159 | 489.392 | 839.7181 | 783.3778 | 899.6466 | 770.2744 | 592.2593
SNOPR Scenario Int-11.55 | -103.6259 | -252.6015 | 28.1213 | -175.6234 | -375.9483 | -56.6333 | 161.1136 | -39.2098 | 519.2956 | -85.7995 | -532.4854
SNOPR Scenario Int-12.55 | -105.0334 | -233.5146 | 8.7671 | -173.3087 | -363.1706 | -60.917 | 151.0922 | -6.8562 | 449.3109 | -116.0678 | -534.9775
SNOPR Scenario Int-13.55 | -77.9109 | -225.3576 | 52.7537 | -137.0453 | -348.5136 | -11.0926 | 127.5998 | -29.6913 | 422.9138 | -33.0709 | -394.8608
SNOPR Scenario Int-14.55 | -68.5381 | -206.4161 | 53.3548 | -139.0545 | -341.6066 | -18.3778 | 170.8373 | 12.5423 | 466.1638 | -35.4527 | -370.7919
LCC Savings Summary - 98% EL
| National | North | Rest of Country | Residential Replacement | Residential Replacement - North | Residential Replacement - Rest of Country | Residential New | Residential New - North | Residential New - Rest of Country | Senior Only | Low-Income
DOE SNOPR (Scenario 0) | 506.1727 | 486.927 | 527.6203 | 399.4384 | 404.5699 | 393.9126 | 800.6488 | 668.133 | 956.4397 | 662.1337 | 553.5307
SNOPR Scenario Int-11 | -104.8759 | -130.7766 | -75.9814 | -165.752 | -153.2791 | -179.3614 | 141.1694 | -87.9128 | 406.595 | -54.9917 | -337.2458
SNOPR Scenario Int-12 | -114.3834 | -123.9624 | -103.7222 | -179.656 | -151.7915 | -210.0597 | 146.775 | -59.6955 | 382.9305 | -66.5708 | -367.9884
SNOPR Scenario Int-13 | -95.3436 | -141.5192 | -43.9705 | -154.3786 | -165.6689 | -142.0809 | 140.8285 | -103.4342 | 421.0879 | -26.1654 | -310.8748
SNOPR Scenario Int-14 | -104.2633 | -136.4764 | -68.502 | -166.0238 | -163.4633 | -168.8126 | 139.1165 | -87.5685 | 396.1638 | -40.3716 | -343.9563
DOE SNOPR (Scenario 0.55) | 542.5785 | 502.4635 | 600.2548 | 447.0632 | 418.5656 | 488.3919 | 776.735 | 677.2471 | 913.1213 | 723.8115 | 673.8187
SNOPR Scenario Int-11.55 | -74.2061 | -118.1195 | -8.3076 | -121.8566 | -141.3453 | -96.223 | 124.0365 | -75.1236 | 396.7855 | -29.8539 | -286.4033
SNOPR Scenario Int-12.55 | -81.7686 | -110.1798 | -39.1887 | -133.5908 | -139.0335 | -126.4319 | 133.6397 | -44.4752 | 375.6646 | -33.6968 | -311.39
SNOPR Scenario Int-13.55 | -66.0654 | -128.9997 | 26.2232 | -110.8535 | -152.0742 | -56.9235 | 119.0954 | -99.71 | 416.4195 | -5.9652 | -250.3998
SNOPR Scenario Int-14.55 | -73.8328 | -123.0243 | -1.7909 | -121.4143 | -149.1644 | -85.0945 | 121.0326 | -82.1491 | 395.3762 | -9.9876 | -275.8825

## 0 vs Int 14
DOE SNOPR (GTI Scenario 0) |  | National |  |  |  | Replacement |  |  |  | New |  |  |  | Scenario Int-14 |  | National |  |  |  | Replacement |  |  |  | New
|  | LCC Savings | Net | No | Net | LCC Savings | Net | No | Net | LCC Savings | Net | No | Net |  |  | LCC Savings | Net | No | Net | LCC Savings | Net | No | Net | LCC Savings | Net | No | Net
TSL |  |  | Cost | Impact | Benefit |  | Cost | Impact | Benefit |  | Cost | Impact | Benefit | TSL |  |  | Cost | Impact | Benefit |  | Cost | Impact | Benefit |  | Cost | Impact | Benefit
1 | NWGF 90% | 582.0999 | 18.29% | 53.47% | 28.24% | 361.1748 | 23.64% | 53.17% | 23.19% | 1263.2779 | 2.504% | 54.08% | 43.42% | 1 | NWGF 90% | -203.1048 | 19.73% | 70.37% | 9.9% | -258.2775 | 25.91% | 64.51% | 9.584% | 293.7548 | 1.373% | 87.44% | 11.19%
2 | NWGF 92% | 617.3823 | 17.1% | 47.53% | 35.37% | 420.4362 | 21.85% | 48.07% | 30.08% | 1176.5308 | 3.029% | 45.68% | 51.29% | 2 | NWGF 92% | -149.1821 | 21.75% | 63.57% | 14.68% | -221.5746 | 27.5% | 59.47% | 13.04% | 219.8869 | 4.725% | 75.28% | 19.99%
3 | NWGF 95% | 561.0661 | 22.18% | 26.33% | 51.49% | 437.1393 | 25.96% | 29.69% | 44.34% | 864.7927 | 10.95% | 16.36% | 72.7% | 3 | NWGF 95% | -104.3156 | 35.05% | 41.82% | 23.13% | -184.8252 | 41.31% | 39.03% | 19.67% | 178.3189 | 16.8% | 49.64% | 33.56%
4 | NWGF 98% | 506.1727 | 34.16% | 0.94% | 64.9% | 399.4384 | 39.46% | 1.105% | 59.44% | 800.6488 | 18.78% | 0.4443% | 80.78% | 4 | NWGF 98% | -104.2633 | 53.58% | 12.45% | 33.97% | -166.0238 | 62.55% | 5.248% | 32.21% | 139.1165 | 27.71% | 33.72% | 38.57%
DOE SNOPR (GTI Scenario 0) |  | North - Replacement |  |  |  | Rest of Country- Replacement | [7 empty] | Scenario Int-14 |  | North - Replacement |  |  |  | Rest of Country- Replacement
|  | LCC Savings | Net | No | Net | LCC Savings | Net | No | Net | [6 empty] | LCC Savings | Net | No | Net | LCC Savings | Net | No | Net
TSL |  |  | Cost | Impact | Benefit |  | Cost | Impact | Benefit |  |  |  |  | TSL |  |  | Cost | Impact | Benefit |  | Cost | Impact | Benefit
1 | NWGF 90% | 430.0958 | 12.44% | 74.38% | 13.18% | 333.6405 | 35.88% | 30.01% | 34.11% |  |  |  |  | 1 | NWGF 90% | -698.3616 | 14.74% | 83.09% | 2.17% | -112.6464 | 38.1% | 44.22% | 17.68%
2 | NWGF 92% | 495.7802 | 11.27% | 68.78% | 19.95% | 385.9766 | 33.4% | 25.46% | 41.14% |  |  |  |  | 2 | NWGF 92% | -518.9271 | 16.59% | 77.51% | 5.901% | -100.3518 | 39.4% | 39.77% | 20.83%
3 | NWGF 95% | 492.1747 | 13.92% | 50.44% | 35.64% | 405.1065 | 39.11% | 7.048% | 53.84% |  |  |  |  | 3 | NWGF 95% | -361.3844 | 27.65% | 61.1% | 11.25% | -96.6954 | 56.21% | 14.93% | 28.86%
4 | NWGF 98% | 404.5699 | 34.08% | 1.746% | 64.17% | 393.9126 | 45.32% | 0.4044% | 54.27% |  |  |  |  | 4 | NWGF 98% | -163.4633 | 61.5% | 5.345% | 33.16% | -168.8126 | 63.69% | 5.142% | 31.17%
DOE SNOPR (GTI Scenario 0) |  | North - New |  |  |  | Rest of Country- New | [7 empty] | Scenario Int-14 |  | North - New |  |  |  | Rest of Country- New
|  | LCC Savings | Net | No | Net | LCC Savings | Net | No | Net | [6 empty] | LCC Savings | Net | No | Net | LCC Savings | Net | No | Net
TSL |  |  | Cost | Impact | Benefit |  | Cost | Impact | Benefit |  |  |  |  | TSL |  |  | Cost | Impact | Benefit |  | Cost | Impact | Benefit
1 | NWGF 90% | 1359.6144 | 2.312% | 69.8% | 27.89% | 1209.977 | 2.731% | 35.51% | 61.76% |  |  |  |  | 1 | NWGF 90% | 166.2404 | 1.864% | 85.98% | 12.16% | 488.655 | 0.793% | 89.16% | 10.04%
2 | NWGF 92% | 1171.9617 | 2.61% | 59.81% | 37.58% | 1179.5864 | 3.524% | 28.99% | 67.49% |  |  |  |  | 2 | NWGF 92% | 135.8496 | 5.593% | 72.56% | 21.85% | 346.6318 | 3.7% | 78.5% | 17.8%
3 | NWGF 95% | 772.6072 | 8.725% | 26.32% | 64.95% | 948.8918 | 13.57% | 4.581% | 81.85% |  |  |  |  | 3 | NWGF 95% | 5.5232 | 22.6% | 42.95% | 34.45% | 452.5693 | 9.956% | 57.53% | 32.51%
4 | NWGF 98% | 668.133 | 18.57% | 0.6711% | 80.76% | 956.4397 | 19.03% | 0.1762% | 80.79% |  |  |  |  | 4 | NWGF 98% | -87.5685 | 29.98% | 34.97% | 35.05% | 396.1638 | 25.02% | 32.25% | 42.73%
DOE SNOPR (GTI Scenario 0) |  | Senior |  |  |  | Low-Income | [7 empty] | Scenario Int-14 |  | Senior |  |  |  | Low-Income
|  | LCC Savings | Net | No | Net | LCC Savings | Net | No | Net | [6 empty] | LCC Savings | Net | No | Net | LCC Savings | Net | No | Net
TSL |  |  | Cost | Impact | Benefit |  | Cost | Impact | Benefit |  |  |  |  | TSL |  |  | Cost | Impact | Benefit |  | Cost | Impact | Benefit
1 | NWGF 90% | 754.6197 | 17.46% | 57.32% | 25.22% | 439.6756 | 21.6% | 52.27% | 26.13% |  |  |  |  | 1 | NWGF 90% | -165.5503 | 19.31% | 72.44% | 8.247% | -562.0658 | 22.82% | 67.48% | 9.693%
2 | NWGF 92% | 775.2312 | 16.7% | 51.48% | 31.82% | 476.6195 | 20.34% | 47.06% | 32.6% |  |  |  |  | 2 | NWGF 92% | -87.8737 | 20.96% | 66.87% | 12.16% | -506.0252 | 25.52% | 62.09% | 12.39%
3 | NWGF 95% | 692.436 | 21.58% | 30.1% | 48.32% | 482.2093 | 27.61% | 27.48% | 44.91% |  |  |  |  | 3 | NWGF 95% | -56.9808 | 33.4% | 46.25% | 20.34% | -426.4101 | 40.25% | 40.86% | 18.9%
4 | NWGF 98% | 662.1337 | 34.23% | 1.306% | 64.47% | 553.5307 | 43.31% | 1.227% | 55.46% |  |  |  |  | 4 | NWGF 98% | -40.3716 | 54.78% | 11.13% | 34.09% | -343.9563 | 63.19% | 8.344% | 28.47%

## 0.55 vs Int 14.55
DOE SNOPR (GTI Scenario 0.55) |  | National |  |  |  | Replacement |  |  |  | New |  |  |  | Scenario Int-14.55 |  | National |  |  |  | Replacement |  |  |  | New
|  | LCC Savings | Net | No | Net | LCC Savings | Net | No | Net | LCC Savings | Net | No | Net |  |  | LCC Savings | Net | No | Net | LCC Savings | Net | No | Net | LCC Savings | Net | No | Net
TSL |  |  | Cost | Impact | Benefit |  | Cost | Impact | Benefit |  | Cost | Impact | Benefit | TSL |  |  | Cost | Impact | Benefit |  | Cost | Impact | Benefit |  | Cost | Impact | Benefit
1 | NWGF 90% | 667.1238 | 12.08% | 65.34% | 22.58% | 444.8428 | 15.44% | 67.01% | 17.55% | 1242.2407 | 1.777% | 61.07% | 37.16% | 1 | NWGF 90% | -195.8129 | 13.12% | 79.38% | 7.5% | -231.9384 | 17.15% | 76.27% | 6.574% | 309.3266 | 1.01% | 88.69% | 10.3%
2 | NWGF 92% | 692.4967 | 11.11% | 59.82% | 29.07% | 501.9427 | 13.96% | 62.37% | 23.67% | 1147.8872 | 2.262% | 53.03% | 44.71% | 2 | NWGF 92% | -118.4271 | 14.98% | 73.41% | 11.61% | -181.7063 | 18.74% | 71.56% | 9.695% | 238.825 | 3.595% | 79.08% | 17.33%
3 | NWGF 95% | 608.5478 | 15.2% | 40.35% | 44.45% | 498.664 | 17.08% | 45.75% | 37.16% | 839.7181 | 9.168% | 25.4% | 65.43% | 3 | NWGF 95% | -68.5381 | 27.82% | 52.71% | 19.47% | -139.0545 | 31.58% | 52.7% | 15.72% | 170.8373 | 15.02% | 55.21% | 29.77%
4 | NWGF 98% | 542.5785 | 25.98% | 15.97% | 58.05% | 447.0632 | 29.14% | 18.38% | 52.48% | 776.735 | 16.44% | 9.895% | 73.67% | 4 | NWGF 98% | -73.8328 | 45.85% | 24.29% | 29.86% | -121.4143 | 52.48% | 19.5% | 28.02% | 121.0326 | 24.19% | 42.29% | 33.52%
DOE SNOPR (GTI Scenario 0.55) |  | North - Replacement |  |  |  | Rest of Country- Replacement | [7 empty] | Scenario Int-14.55 |  | North - Replacement |  |  |  | Rest of Country- Replacement
|  | LCC Savings | Net | No | Net | LCC Savings | Net | No | Net | [6 empty] | LCC Savings | Net | No | Net | LCC Savings | Net | No | Net
TSL |  |  | Cost | Impact | Benefit |  | Cost | Impact | Benefit |  |  |  |  | TSL |  |  | Cost | Impact | Benefit |  | Cost | Impact | Benefit
1 | NWGF 90% | 479.2073 | 10.58% | 77.64% | 11.78% | 426.0357 | 20.74% | 55.4% | 23.86% |  |  |  |  | 1 | NWGF 90% | -677.5536 | 13.68% | 84.33% | 1.985% | -47.2963 | 20.94% | 67.48% | 11.58%
2 | NWGF 92% | 531.7585 | 9.579% | 72.16% | 18.26% | 483.1943 | 18.75% | 51.68% | 29.58% |  |  |  |  | 2 | NWGF 92% | -493.4794 | 15.43% | 78.99% | 5.583% | -23.2929 | 22.36% | 63.46% | 14.18%
3 | NWGF 95% | 510.6159 | 12.01% | 54.59% | 33.4% | 489.392 | 22.62% | 36.11% | 41.28% |  |  |  |  | 3 | NWGF 95% | -341.6066 | 25.83% | 63.32% | 10.85% | -18.3778 | 37.87% | 41.1% | 21.03%
4 | NWGF 98% | 418.5656 | 30.93% | 7.436% | 61.63% | 488.3919 | 27.18% | 30.33% | 42.49% |  |  |  |  | 4 | NWGF 98% | -149.1644 | 59.41% | 7.965% | 32.63% | -85.0945 | 44.92% | 32.09% | 22.99%
DOE SNOPR (GTI Scenario 0.55) |  | North - New |  |  |  | Rest of Country- New | [7 empty] | Scenario Int-14.55 |  | North - New |  |  |  | Rest of Country- New
|  | LCC Savings | Net | No | Net | LCC Savings | Net | No | Net | [6 empty] | LCC Savings | Net | No | Net | LCC Savings | Net | No | Net
TSL |  |  | Cost | Impact | Benefit |  | Cost | Impact | Benefit |  |  |  |  | TSL |  |  | Cost | Impact | Benefit |  | Cost | Impact | Benefit
1 | NWGF 90% | 1369.0064 | 2.013% | 71.29% | 26.7% | 1157.9492 | 1.498% | 48.99% | 49.52% |  |  |  |  | 1 | NWGF 90% | 202.625 | 1.566% | 86.43% | 12.01% | 493.8108 | 0.3524% | 91.37% | 8.282%
2 | NWGF 92% | 1176.38 | 2.312% | 61.52% | 36.17% | 1125.1635 | 2.203% | 43% | 54.8% |  |  |  |  | 2 | NWGF 92% | 152.5937 | 5.145% | 73.23% | 21.63% | 403.5313 | 1.762% | 85.99% | 12.25%
3 | NWGF 95% | 783.3778 | 7.755% | 29.01% | 63.24% | 899.6466 | 10.84% | 21.15% | 68.02% |  |  |  |  | 3 | NWGF 95% | 12.5423 | 21.92% | 44.15% | 33.93% | 466.1638 | 6.872% | 68.28% | 24.85%
4 | NWGF 98% | 677.2471 | 17.15% | 3.803% | 79.05% | 913.1213 | 15.59% | 17.09% | 67.31% |  |  |  |  | 4 | NWGF 98% | -82.1491 | 29.01% | 36.61% | 34.38% | 395.3762 | 18.5% | 48.99% | 32.51%
DOE SNOPR (GTI Scenario 0.55) |  | Senior |  |  |  | Low-Income | [7 empty] | Scenario Int-14.55 |  | Senior |  |  |  | Low-Income
|  | LCC Savings | Net | No | Net | LCC Savings | Net | No | Net | [6 empty] | LCC Savings | Net | No | Net | LCC Savings | Net | No | Net
TSL |  |  | Cost | Impact | Benefit |  | Cost | Impact | Benefit |  |  |  |  | TSL |  |  | Cost | Impact | Benefit |  | Cost | Impact | Benefit
1 | NWGF 90% | 884.862 | 10.24% | 70.58% | 19.18% | 591.6351 | 11.41% | 70.92% | 17.67% |  |  |  |  | 1 | NWGF 90% | -176.1032 | 13.47% | 80.69% | 5.842% | -475.444 | 15.34% | 77.67% | 6.994%
2 | NWGF 92% | 890.3601 | 9.347% | 65.36% | 25.29% | 611.1423 | 10.92% | 66.38% | 22.7% |  |  |  |  | 2 | NWGF 92% | -81.4213 | 14.78% | 75.88% | 9.347% | -455.2353 | 18.16% | 72.88% | 8.957%
3 | NWGF 95% | 770.2744 | 13.4% | 46.87% | 39.73% | 592.2593 | 15.83% | 50.31% | 33.87% |  |  |  |  | 3 | NWGF 95% | -35.4527 | 26.25% | 56.63% | 17.11% | -370.7919 | 30.92% | 53.99% | 15.09%
4 | NWGF 98% | 723.8115 | 24.47% | 20.27% | 55.26% | 673.8187 | 28.96% | 25.4% | 45.64% |  |  |  |  | 4 | NWGF 98% | -9.9876 | 46.8% | 22.82% | 30.38% | -275.8825 | 53.25% | 22.58% | 24.17%

## 0 vs Int 13
DOE SNOPR (GTI Scenario 0) |  | National |  |  |  | Replacement |  |  |  | New |  |  |  | Scenario Int-13 |  | National |  |  |  | Replacement |  |  |  | New
|  | LCC Savings | Net | No | Net | LCC Savings | Net | No | Net | LCC Savings | Net | No | Net |  |  | LCC Savings | Net | No | Net | LCC Savings | Net | No | Net | LCC Savings | Net | No | Net
TSL |  |  | Cost | Impact | Benefit |  | Cost | Impact | Benefit |  | Cost | Impact | Benefit | TSL |  |  | Cost | Impact | Benefit |  | Cost | Impact | Benefit |  | Cost | Impact | Benefit
1 | NWGF 90% | 582.0999 | 18.29% | 53.47% | 28.24% | 361.1748 | 23.64% | 53.17% | 23.19% | 1263.2779 | 2.504% | 54.08% | 43.42% | 1 | NWGF 90% | -191.5582 | 19.52% | 70.41% | 10.07% | -242.6501 | 25.63% | 64.54% | 9.833% | 280.1392 | 1.333% | 87.52% | 11.15%
2 | NWGF 92% | 617.3823 | 17.1% | 47.53% | 35.37% | 420.4362 | 21.85% | 48.07% | 30.08% | 1176.5308 | 3.029% | 45.68% | 51.29% | 2 | NWGF 92% | -137.7969 | 21.61% | 63.59% | 14.8% | -206.093 | 27.3% | 59.44% | 13.26% | 217.6457 | 4.685% | 75.44% | 19.87%
3 | NWGF 95% | 561.0661 | 22.18% | 26.33% | 51.49% | 437.1393 | 25.96% | 29.69% | 44.34% | 864.7927 | 10.95% | 16.36% | 72.7% | 3 | NWGF 95% | -108.1154 | 35.03% | 41.88% | 23.09% | -177.9471 | 41.11% | 39.06% | 19.83% | 138.421 | 17.25% | 49.8% | 32.96%
4 | NWGF 98% | 506.1727 | 34.16% | 0.94% | 64.9% | 399.4384 | 39.46% | 1.105% | 59.44% | 800.6488 | 18.78% | 0.4443% | 80.78% | 4 | NWGF 98% | -95.3436 | 53.46% | 12.54% | 34% | -154.3786 | 62.28% | 5.248% | 32.47% | 140.8285 | 27.91% | 34.09% | 38%
DOE SNOPR (GTI Scenario 0) |  | North - Replacement |  |  |  | Rest of Country- Replacement | [7 empty] | Scenario Int-13 |  | North - Replacement |  |  |  | Rest of Country- Replacement
|  | LCC Savings | Net | No | Net | LCC Savings | Net | No | Net | [6 empty] | LCC Savings | Net | No | Net | LCC Savings | Net | No | Net
TSL |  |  | Cost | Impact | Benefit |  | Cost | Impact | Benefit |  |  |  |  | TSL |  |  | Cost | Impact | Benefit |  | Cost | Impact | Benefit
1 | NWGF 90% | 430.0958 | 12.44% | 74.38% | 13.18% | 333.6405 | 35.88% | 30.01% | 34.11% |  |  |  |  | 1 | NWGF 90% | -688.8312 | 14.77% | 83.06% | 2.17% | -94.5402 | 37.49% | 44.31% | 18.2%
2 | NWGF 92% | 495.7802 | 11.27% | 68.78% | 19.95% | 385.9766 | 33.4% | 25.46% | 41.14% |  |  |  |  | 2 | NWGF 92% | -535.3982 | 16.67% | 77.53% | 5.795% | -72.1944 | 38.91% | 39.69% | 21.4%
3 | NWGF 95% | 492.1747 | 13.92% | 50.44% | 35.64% | 405.1065 | 39.11% | 7.048% | 53.84% |  |  |  |  | 3 | NWGF 95% | -366.7353 | 27.81% | 61.13% | 11.06% | -83.7454 | 55.63% | 14.96% | 29.4%
4 | NWGF 98% | 404.5699 | 34.08% | 1.746% | 64.17% | 393.9126 | 45.32% | 0.4044% | 54.27% |  |  |  |  | 4 | NWGF 98% | -165.6689 | 61.97% | 5.345% | 32.68% | -142.0809 | 62.62% | 5.142% | 32.24%
DOE SNOPR (GTI Scenario 0) |  | North - New |  |  |  | Rest of Country- New | [7 empty] | Scenario Int-13 |  | North - New |  |  |  | Rest of Country- New
|  | LCC Savings | Net | No | Net | LCC Savings | Net | No | Net | [6 empty] | LCC Savings | Net | No | Net | LCC Savings | Net | No | Net
TSL |  |  | Cost | Impact | Benefit |  | Cost | Impact | Benefit |  |  |  |  | TSL |  |  | Cost | Impact | Benefit |  | Cost | Impact | Benefit
1 | NWGF 90% | 1359.6144 | 2.312% | 69.8% | 27.89% | 1209.977 | 2.731% | 35.51% | 61.76% |  |  |  |  | 1 | NWGF 90% | 162.6459 | 1.864% | 86.06% | 12.08% | 460.2312 | 0.7048% | 89.25% | 10.04%
2 | NWGF 92% | 1171.9617 | 2.61% | 59.81% | 37.58% | 1179.5864 | 3.524% | 28.99% | 67.49% |  |  |  |  | 2 | NWGF 92% | 136.5656 | 5.369% | 72.56% | 22.07% | 341.9685 | 3.877% | 78.85% | 17.27%
3 | NWGF 95% | 772.6072 | 8.725% | 26.32% | 64.95% | 948.8918 | 13.57% | 4.581% | 81.85% |  |  |  |  | 3 | NWGF 95% | -34.3444 | 22.89% | 42.88% | 34.23% | 415.8597 | 10.57% | 57.97% | 31.45%
4 | NWGF 98% | 668.133 | 18.57% | 0.6711% | 80.76% | 956.4397 | 19.03% | 0.1762% | 80.79% |  |  |  |  | 4 | NWGF 98% | -103.4342 | 30.35% | 34.97% | 34.68% | 421.0879 | 25.02% | 33.04% | 41.94%
DOE SNOPR (GTI Scenario 0) |  | Senior |  |  |  | Low-Income | [7 empty] | Scenario Int-13 |  | Senior |  |  |  | Low-Income
|  | LCC Savings | Net | No | Net | LCC Savings | Net | No | Net | [6 empty] | LCC Savings | Net | No | Net | LCC Savings | Net | No | Net
TSL |  |  | Cost | Impact | Benefit |  | Cost | Impact | Benefit |  |  |  |  | TSL |  |  | Cost | Impact | Benefit |  | Cost | Impact | Benefit
1 | NWGF 90% | 754.6197 | 17.46% | 57.32% | 25.22% | 439.6756 | 21.6% | 52.27% | 26.13% |  |  |  |  | 1 | NWGF 90% | -134.4609 | 19.24% | 72.44% | 8.316% | -581.3859 | 22.58% | 67.48% | 9.939%
2 | NWGF 92% | 775.2312 | 16.7% | 51.48% | 31.82% | 476.6195 | 20.34% | 47.06% | 32.6% |  |  |  |  | 2 | NWGF 92% | -56.7843 | 21.24% | 66.94% | 11.82% | -505.595 | 25.15% | 62.09% | 12.76%
3 | NWGF 95% | 692.436 | 21.58% | 30.1% | 48.32% | 482.2093 | 27.61% | 27.48% | 44.91% |  |  |  |  | 3 | NWGF 95% | -55.2654 | 34.02% | 46.25% | 19.73% | -448.224 | 40.49% | 40.86% | 18.65%
4 | NWGF 98% | 662.1337 | 34.23% | 1.306% | 64.47% | 553.5307 | 43.31% | 1.227% | 55.46% |  |  |  |  | 4 | NWGF 98% | -26.1654 | 54.78% | 11.2% | 34.02% | -310.8748 | 62.7% | 8.344% | 28.96%

## 0.55 vs Int-13.55
DOE SNOPR (GTI Scenario 0.55) |  | National |  |  |  | Replacement |  |  |  | New |  |  |  | Scenario Int-13.55 |  | National |  |  |  | Replacement |  |  |  | New
|  | LCC Savings | Net | No | Net | LCC Savings | Net | No | Net | LCC Savings | Net | No | Net |  |  | LCC Savings | Net | No | Net | LCC Savings | Net | No | Net | LCC Savings | Net | No | Net
TSL |  |  | Cost | Impact | Benefit |  | Cost | Impact | Benefit |  | Cost | Impact | Benefit | TSL |  |  | Cost | Impact | Benefit |  | Cost | Impact | Benefit |  | Cost | Impact | Benefit
1 | NWGF 90% | 667.1238 | 12.08% | 65.34% | 22.58% | 444.8428 | 15.44% | 67.01% | 17.55% | 1242.2407 | 1.777% | 61.07% | 37.16% | 1 | NWGF 90% | -185.7963 | 13.06% | 79.4% | 7.54% | -217.0362 | 17.07% | 76.27% | 6.657% | 280.2506 | 1.01% | 88.77% | 10.22%
2 | NWGF 92% | 692.4967 | 11.11% | 59.82% | 29.07% | 501.9427 | 13.96% | 62.37% | 23.67% | 1147.8872 | 2.262% | 53.03% | 44.71% | 2 | NWGF 92% | -114.7623 | 14.99% | 73.43% | 11.58% | -173.2499 | 18.77% | 71.55% | 9.681% | 223.0949 | 3.514% | 79.24% | 17.25%
3 | NWGF 95% | 608.5478 | 15.2% | 40.35% | 44.45% | 498.664 | 17.08% | 45.75% | 37.16% | 839.7181 | 9.168% | 25.4% | 65.43% | 3 | NWGF 95% | -77.9109 | 27.93% | 52.77% | 19.3% | -137.0453 | 31.58% | 52.76% | 15.66% | 127.5998 | 15.47% | 55.25% | 29.28%
4 | NWGF 98% | 542.5785 | 25.98% | 15.97% | 58.05% | 447.0632 | 29.14% | 18.38% | 52.48% | 776.735 | 16.44% | 9.895% | 73.67% | 4 | NWGF 98% | -66.0654 | 45.86% | 24.33% | 29.81% | -110.8535 | 52.38% | 19.5% | 28.12% | 119.0954 | 24.47% | 42.45% | 33.08%
DOE SNOPR (GTI Scenario 0.55) |  | North - Replacement |  |  |  | Rest of Country- Replacement | [7 empty] | Scenario Int-13.55 |  | North - Replacement |  |  |  | Rest of Country- Replacement
|  | LCC Savings | Net | No | Net | LCC Savings | Net | No | Net | [6 empty] | LCC Savings | Net | No | Net | LCC Savings | Net | No | Net
TSL |  |  | Cost | Impact | Benefit |  | Cost | Impact | Benefit |  |  |  |  | TSL |  |  | Cost | Impact | Benefit |  | Cost | Impact | Benefit
1 | NWGF 90% | 479.2073 | 10.58% | 77.64% | 11.78% | 426.0357 | 20.74% | 55.4% | 23.86% |  |  |  |  | 1 | NWGF 90% | -674.4789 | 13.73% | 84.31% | 1.958% | -27.1836 | 20.71% | 67.5% | 11.79%
2 | NWGF 92% | 531.7585 | 9.579% | 72.16% | 18.26% | 483.1943 | 18.75% | 51.68% | 29.58% |  |  |  |  | 2 | NWGF 92% | -513.0057 | 15.51% | 79.02% | 5.478% | -1.0449 | 22.33% | 63.4% | 14.27%
3 | NWGF 95% | 510.6159 | 12.01% | 54.59% | 33.4% | 489.392 | 22.62% | 36.11% | 41.28% |  |  |  |  | 3 | NWGF 95% | -348.5136 | 25.99% | 63.35% | 10.66% | -11.0926 | 37.69% | 41.19% | 21.11%
4 | NWGF 98% | 418.5656 | 30.93% | 7.436% | 61.63% | 488.3919 | 27.18% | 30.33% | 42.49% |  |  |  |  | 4 | NWGF 98% | -152.0742 | 59.86% | 7.965% | 32.18% | -56.9235 | 44.22% | 32.09% | 23.69%
DOE SNOPR (GTI Scenario 0.55) |  | North - New |  |  |  | Rest of Country- New | [7 empty] | Scenario Int-13.55 |  | North - New |  |  |  | Rest of Country- New
|  | LCC Savings | Net | No | Net | LCC Savings | Net | No | Net | [6 empty] | LCC Savings | Net | No | Net | LCC Savings | Net | No | Net
TSL |  |  | Cost | Impact | Benefit |  | Cost | Impact | Benefit |  |  |  |  | TSL |  |  | Cost | Impact | Benefit |  | Cost | Impact | Benefit
1 | NWGF 90% | 1369.0064 | 2.013% | 71.29% | 26.7% | 1157.9492 | 1.498% | 48.99% | 49.52% |  |  |  |  | 1 | NWGF 90% | 193.2272 | 1.566% | 86.5% | 11.93% | 431.3101 | 0.3524% | 91.45% | 8.194%
2 | NWGF 92% | 1176.38 | 2.312% | 61.52% | 36.17% | 1125.1635 | 2.203% | 43% | 54.8% |  |  |  |  | 2 | NWGF 92% | 149.625 | 4.922% | 73.23% | 21.85% | 365.6898 | 1.85% | 86.34% | 11.81%
3 | NWGF 95% | 783.3778 | 7.755% | 29.01% | 63.24% | 899.6466 | 10.84% | 21.15% | 68.02% |  |  |  |  | 3 | NWGF 95% | -29.6913 | 22.22% | 44.07% | 33.71% | 422.9138 | 7.489% | 68.46% | 24.05%
4 | NWGF 98% | 677.2471 | 17.15% | 3.803% | 79.05% | 913.1213 | 15.59% | 17.09% | 67.31% |  |  |  |  | 4 | NWGF 98% | -99.71 | 29.46% | 36.61% | 33.93% | 416.4195 | 18.59% | 49.34% | 32.07%
DOE SNOPR (GTI Scenario 0.55) |  | Senior |  |  |  | Low-Income | [7 empty] | Scenario Int-13.55 |  | Senior |  |  |  | Low-Income
|  | LCC Savings | Net | No | Net | LCC Savings | Net | No | Net | [6 empty] | LCC Savings | Net | No | Net | LCC Savings | Net | No | Net
TSL |  |  | Cost | Impact | Benefit |  | Cost | Impact | Benefit |  |  |  |  | TSL |  |  | Cost | Impact | Benefit |  | Cost | Impact | Benefit
1 | NWGF 90% | 884.862 | 10.24% | 70.58% | 19.18% | 591.6351 | 11.41% | 70.92% | 17.67% |  |  |  |  | 1 | NWGF 90% | -162.8913 | 13.54% | 80.69% | 5.773% | -501.6947 | 15.34% | 77.67% | 6.994%
2 | NWGF 92% | 890.3601 | 9.347% | 65.36% | 25.29% | 611.1423 | 10.92% | 66.38% | 22.7% |  |  |  |  | 2 | NWGF 92% | -62.9529 | 15.12% | 75.95% | 8.935% | -458.9629 | 18.16% | 72.88% | 8.957%
3 | NWGF 95% | 770.2744 | 13.4% | 46.87% | 39.73% | 592.2593 | 15.83% | 50.31% | 33.87% |  |  |  |  | 3 | NWGF 95% | -33.0709 | 26.8% | 56.7% | 16.49% | -394.8608 | 31.53% | 53.99% | 14.48%
4 | NWGF 98% | 723.8115 | 24.47% | 20.27% | 55.26% | 673.8187 | 28.96% | 25.4% | 45.64% |  |  |  |  | 4 | NWGF 98% | -5.9652 | 46.8% | 22.96% | 30.24% | -250.3998 | 53.13% | 22.58% | 24.29%

## 90 % summary
LCC Savings Summary - 90% EL
| National | North | Rest of Country | Residential Replacement | Residential Replacement - North | Residential Replacement - Rest of Country | Residential New | Residential New - North | Residential New - Rest of Country | Senior Only | Low-Income
DOE SNOPR (Scenario 0) | 582.0999 | 700.5677 | 529.5373 | 361.1748 | 430.0958 | 333.6405 | 1263.2779 | 1359.6144 | 1209.977 | 754.6197 | 439.6756
SNOPR Scenario Int-11 | -216.2232 | -552.6145 | -102.5255 | -263.9228 | -812.4945 | -121.6819 | 260.1083 | 152.877 | 430.1704 | -211.7078 | -639.1239
SNOPR Scenario Int-12 | -228.6347 | -562.1253 | -116.2981 | -281.2386 | -828.4247 | -139.8112 | 282.0577 | 157.7275 | 477.7092 | -245.5896 | -635.8139
SNOPR Scenario Int-13 | -191.5582 | -481.6709 | -73.8593 | -242.6501 | -688.8312 | -94.5402 | 280.1392 | 162.6459 | 460.2312 | -134.4609 | -581.3859
SNOPR Scenario Int-14 | -203.1048 | -486.5512 | -88.3285 | -258.2775 | -698.3616 | -112.6464 | 293.7548 | 166.2404 | 488.655 | -165.5503 | -562.0658
DOE SNOPR (Scenario 0.55) | 667.1238 | 755.4738 | 615.1985 | 444.8428 | 479.2073 | 426.0357 | 1242.2407 | 1369.0064 | 1157.9492 | 884.862 | 591.6351
SNOPR Scenario Int-11.55 | -220.3975 | -549.3073 | -52.1127 | -242.3317 | -801.1632 | -63.2755 | 262.89 | 179.0378 | 413.2195 | -204.6442 | -579.9431
SNOPR Scenario Int-12.55 | -229.9015 | -552.7287 | -65.1984 | -257.889 | -810.0643 | -81.0595 | 301.8248 | 189.4315 | 501.5237 | -221.8611 | -572.8123
SNOPR Scenario Int-13.55 | -185.7963 | -471.3715 | -5.9563 | -217.0362 | -674.4789 | -27.1836 | 280.2506 | 193.2272 | 431.3101 | -162.8913 | -501.6947
SNOPR Scenario Int-14.55 | -195.8129 | -469.987 | -23.4254 | -231.9384 | -677.5536 | -47.2963 | 309.3266 | 202.625 | 493.8108 | -176.1032 | -475.444

## 92 % summary
LCC Savings Summary - 92% EL
| National | North | Rest of Country | Residential Replacement | Residential Replacement - North | Residential Replacement - Rest of Country | Residential New | Residential New - North | Residential New - Rest of Country | Senior Only | Low-Income
DOE SNOPR (Scenario 0) | 617.3823 | 711.3162 | 568.8267 | 420.4362 | 495.7802 | 385.9766 | 1176.5308 | 1171.9617 | 1179.5864 | 775.2312 | 476.6195
SNOPR Scenario I2, I6, I13 | 462.6889 | 507.9503 | 444.7421 | 265.3725 | 271.8351 | 263.2293 | 987.5927 | 887.1412 | 1046.0868 | 561.7064 | 373.7903
SNOPR Scenario 2 | 599.8744 | 690.3207 | 553.1216 | 408.5658 | 492.0473 | 370.4314 | 1141.563 | 1110.4012 | 1162.402 | 745.5101 | 346.1227
SNOPR Scenario 7 | 503.8875 | 582.1501 | 462.9198 | 363.1236 | 431.011 | 331.9184 | 931.2119 | 904.0975 | 950.3292 | 565.6853 | 423.9108
SNOPR Scenario 24 | -64.8034 | -348.1267 | 96.8213 | -97.5923 | -506.0802 | 82.0856 | 211.9436 | 87.8513 | 553.8307 | 10.707 | -307.2805
SNOPR Scenario Int-18 | 280.5627 | 310.0746 | 261.1316 | 274.6825 | 319.0602 | 252.3138 | 320.2812 | 249.3495 | 548.7304 | 405.2561 | 199.8448
SNOPR Scenario 29 | 200.6113 | 168.7961 | 220.7027 | 221.0481 | 212.3588 | 225.8197 | -151.5491 | -245.7705 | 296.526 | 363.4112 | 190.5158
SNOPR Scenario 30 | 376.5456 | 437.2164 | 336.2275 | 331.4431 | 376.5343 | 308.7246 | 663.5422 | 579.7779 | 922.6393 | 508.6206 | 334.3706
SNOPR Scenario 31 | 252.5053 | 216.6384 | 275.1124 | 265.9455 | 245.6361 | 277.0809 | 39.5505 | -81.5708 | 557.2849 | 430.8655 | 318.5824
SNOPR Scenario 32 | -1928.7731 | -3282.1257 | -1035.9629 | -1592.3537 | -2597.2927 | -1066.4293 | -4751.5322 | -6011.9379 | -907.2949 | -1506.692 | -2353.6387
SNOPR Scenario 33 | -2022.8798 | -3473.4182 | -1080.9649 | -1617.6507 | -2640.529 | -1084.1953 | -5742.8351 | -7019.6049 | -1555.4629 | -1569.4773 | -2370.3309
SNOPR Scenario 36 | -23.8367 | -263.2535 | 117.4007 | -60.8576 | -425.2493 | 101.5876 | 216.7347 | 95.3473 | 584.4155 | 150.3879 | -178.9512
SNOPR Scenario 39 | 96.2985 | -45.6651 | 181.8135 | -3.4829 | -334.9052 | 144.4611 | 689.6727 | 598.2844 | 963.244 | 280.1514 | 14.07
SNOPR Scenario F1 | 634.7446 | 725.5856 | 587.7877 | 396.6003 | 448.2147 | 373.0229 | 1314.4553 | 1324.0969 | 1308.0077 | 687.8293 | 459.1065
SNOPR Scenario I2, I6 | 481.521 | 529.7437 | 456.5941 | 283.8999 | 295.2977 | 278.6934 | 1041.5907 | 1023.9909 | 1053.3603 | 617.3091 | 350.8101
SNOPR Scenario I2, I6, I13 | 462.6889 | 507.9503 | 444.7421 | 265.3725 | 271.8351 | 263.2293 | 987.5927 | 887.1412 | 1046.0868 | 561.7064 | 373.7903
SNOPR Scenario I17 | 591.7444 | 694.1583 | 538.8053 | 391.1218 | 484.7581 | 348.3487 | 1156.5 | 1135.7831 | 1170.3541 | 752.9371 | 446.2047
SNOPR Scenario Int-11 | -165.954 | -380.9233 | -69.3413 | -227.9738 | -623.4233 | -98.4727 | 180.9376 | 87.3164 | 326.6545 | -152.7671 | -570.2099
SNOPR Scenario Int-12 | -179.3696 | -370.5938 | -93.5239 | -248.201 | -613.9772 | -128.3672 | 195.233 | 99.2299 | 342.2854 | -185.2865 | -583.089
SNOPR Scenario Int-13 | -137.7969 | -319.6835 | -42.2435 | -206.093 | -535.3982 | -72.1944 | 217.6457 | 136.5656 | 341.9685 | -56.7843 | -505.595
SNOPR Scenario Int-14 | -149.1821 | -308.5012 | -65.4528 | -221.5746 | -518.9271 | -100.3518 | 219.8869 | 135.8496 | 346.6318 | -87.8737 | -506.0252
DOE SNOPR (Scenario 0.55) | 692.4967 | 749.2529 | 653.5959 | 501.9427 | 531.7585 | 483.1943 | 1147.8872 | 1176.38 | 1125.1635 | 890.3601 | 611.1423
SNOPR Scenario 39.55 | 150.8373 | -29.0265 | 302.3507 | 21.1201 | -310.7848 | 169.2795 | 666.7076 | 600.7857 | 864.045 | 241.4854 | 46.1522
SNOPR Scenario Int-11.55 | -150.2298 | -364.1934 | -5.6703 | -197.3771 | -602.881 | -34.2027 | 184.9499 | 98.5311 | 354.2052 | -139.4565 | -541.1122
SNOPR Scenario Int-12.55 | -157.0169 | -350.6097 | -26.2609 | -212.488 | -592.1032 | -59.6882 | 214.0014 | 114.2272 | 405.4463 | -167.2117 | -554.0627
SNOPR Scenario Int-13.55 | -114.7623 | -300.6185 | 34.8569 | -173.2499 | -513.0057 | -1.0449 | 223.0949 | 149.625 | 365.6898 | -62.9529 | -458.9629
SNOPR Scenario Int-14.55 | -118.4271 | -286.0611 | 16.5451 | -181.7063 | -493.4794 | -23.2929 | 238.825 | 152.5937 | 403.5313 | -81.4213 | -455.2353

## 95 % summary
LCC Savings Summary - 95% EL
| National | North | Rest of Country | Residential Replacement | Residential Replacement - North | Residential Replacement - Rest of Country | Residential New | Residential New - North | Residential New - Rest of Country | Senior Only | Low-Income
DOE SNOPR (Scenario 0) | 561.0661 | 596.8395 | 536.8889 | 437.1393 | 492.1747 | 405.1065 | 864.7927 | 772.6072 | 948.8918 | 692.436 | 482.2093
SNOPR Scenario Int-11 | -124.7162 | -273.5086 | -28.6128 | -225.2869 | -402.8535 | -136.7872 | 228.6349 | -46.3667 | 620.3639 | -115.2786 | -549.0067
SNOPR Scenario Int-12 | -136.7153 | -249.2147 | -63.1812 | -216.1127 | -381.0993 | -134.2204 | 155.263 | -14.5232 | 426.921 | -133.3401 | -561.9594
SNOPR Scenario Int-13 | -108.1154 | -240.2717 | -20.8794 | -177.9471 | -366.7353 | -83.7454 | 138.421 | -34.3444 | 415.8597 | -55.2654 | -448.224
SNOPR Scenario Int-14 | -104.3156 | -223.4143 | -25.8333 | -184.8252 | -361.3844 | -96.6954 | 178.3189 | 5.5232 | 452.5693 | -56.9808 | -426.4101
DOE SNOPR (Scenario 0.55) | 608.5478 | 617.4754 | 600.7921 | 498.664 | 510.6159 | 489.392 | 839.7181 | 783.3778 | 899.6466 | 770.2744 | 592.2593
SNOPR Scenario Int-11.55 | -103.6259 | -252.6015 | 28.1213 | -175.6234 | -375.9483 | -56.6333 | 161.1136 | -39.2098 | 519.2956 | -85.7995 | -532.4854
SNOPR Scenario Int-12.55 | -105.0334 | -233.5146 | 8.7671 | -173.3087 | -363.1706 | -60.917 | 151.0922 | -6.8562 | 449.3109 | -116.0678 | -534.9775
SNOPR Scenario Int-13.55 | -77.9109 | -225.3576 | 52.7537 | -137.0453 | -348.5136 | -11.0926 | 127.5998 | -29.6913 | 422.9138 | -33.0709 | -394.8608
SNOPR Scenario Int-14.55 | -68.5381 | -206.4161 | 53.3548 | -139.0545 | -341.6066 | -18.3778 | 170.8373 | 12.5423 | 466.1638 | -35.4527 | -370.7919

## 98 % summary
LCC Savings Summary - 98% EL
| National | North | Rest of Country | Residential Replacement | Residential Replacement - North | Residential Replacement - Rest of Country | Residential New | Residential New - North | Residential New - Rest of Country | Senior Only | Low-Income
DOE SNOPR (Scenario 0) | 506.1727 | 486.927 | 527.6203 | 399.4384 | 404.5699 | 393.9126 | 800.6488 | 668.133 | 956.4397 | 662.1337 | 553.5307
SNOPR Scenario Int-11 | -104.8759 | -130.7766 | -75.9814 | -165.752 | -153.2791 | -179.3614 | 141.1694 | -87.9128 | 406.595 | -54.9917 | -337.2458
SNOPR Scenario Int-12 | -114.3834 | -123.9624 | -103.7222 | -179.656 | -151.7915 | -210.0597 | 146.775 | -59.6955 | 382.9305 | -66.5708 | -367.9884
SNOPR Scenario Int-13 | -95.3436 | -141.5192 | -43.9705 | -154.3786 | -165.6689 | -142.0809 | 140.8285 | -103.4342 | 421.0879 | -26.1654 | -310.8748
SNOPR Scenario Int-14 | -104.2633 | -136.4764 | -68.502 | -166.0238 | -163.4633 | -168.8126 | 139.1165 | -87.5685 | 396.1638 | -40.3716 | -343.9563
DOE SNOPR (Scenario 0.55) | 542.5785 | 502.4635 | 600.2548 | 447.0632 | 418.5656 | 488.3919 | 776.735 | 677.2471 | 913.1213 | 723.8115 | 673.8187
SNOPR Scenario Int-11.55 | -74.2061 | -118.1195 | -8.3076 | -121.8566 | -141.3453 | -96.223 | 124.0365 | -75.1236 | 396.7855 | -29.8539 | -286.4033
SNOPR Scenario Int-12.55 | -81.7686 | -110.1798 | -39.1887 | -133.5908 | -139.0335 | -126.4319 | 133.6397 | -44.4752 | 375.6646 | -33.6968 | -311.39
SNOPR Scenario Int-13.55 | -66.0654 | -128.9997 | 26.2232 | -110.8535 | -152.0742 | -56.9235 | 119.0954 | -99.71 | 416.4195 | -5.9652 | -250.3998
SNOPR Scenario Int-14.55 | -73.8328 | -123.0243 | -1.7909 | -121.4143 | -149.1644 | -85.0945 | 121.0326 | -82.1491 | 395.3762 | -9.9876 | -275.8825

## Scenario 0
Simulation Results NATIONAL - 10000 samples |  |  |  | DOE SNOPR (Scenario 0) |  | Residential - Replacement |  |  |  | DOE SNOPR (Scenario 0) |  | Residential - New |  |  |  | DOE SNOPR (Scenario 0) |  | Commercial Replacement - 10000 samples |  |  |  | DOE SNOPR (Scenario 0) |  | Commercial New - 10000 samples |  |  |  | DOE SNOPR (Scenario 0) |  | Replacement |  |  |  | DOE SNOPR (Scenario 0) |  | New |  |  |  | DOE SNOPR (Scenario 0)
|  | LCC | Net | No | Net |  |  | LCC | Net | No | Net |  |  | LCC | Net | No | Net |  |  | LCC | Net | No | Net |  |  | LCC | Net | No | Net |  |  | LCC | Net | No | Net |  |  | LCC | Net | No | Net
Level | Description | Savings | Cost | Impact | Benefit | Level | Description | Savings | Cost | Impact | Benefit | Level | Description | Savings | Cost | Impact | Benefit | Level | Description | Savings | Cost | Impact | Benefit | Level | Description | Savings | Cost | Impact | Benefit | Level | Description | Savings | Cost | Impact | Benefit | Level | Description | Savings | Cost | Impact | Benefit
NWGF | [5 empty] | NWGF | [5 empty] | NWGF | [5 empty] | NWGF | [5 empty] | NWGF | [5 empty] | NWGF | [5 empty] | NWGF
0 | NWGF 80% |  |  | 100% |  | 0 | NWGF 80% |  |  | 100% |  | 0 | NWGF 80% |  |  | 100% |  | 0 | NWGF 80% |  |  | 100% |  | 0 | NWGF 80% |  |  | 100% |  | 0 | NWGF 80% |  |  | 100% |  | 0 | NWGF 80% |  |  | 100%
1 | NWGF 90% | 582.0999 | 18.29% | 53.47% | 28.24% | 1 | NWGF 90% | 361.1748 | 23.64% | 53.17% | 23.19% | 1 | NWGF 90% | 1263.2779 | 2.504% | 54.08% | 43.42% | 1 | NWGF 90% | 74.1867 | 26.07% | 54.5% | 19.43% | 1 | NWGF 90% | 1389.5952 | 0% | 59.72% | 40.28% | 1 | NWGF 90% | 353.2737 | 23.71% | 53.21% | 23.08% | 1 | NWGF 90% | 1266.4196 | 2.433% | 54.24% | 43.33%
2 | NWGF 92% | 617.3823 | 17.1% | 47.53% | 35.37% | 2 | NWGF 92% | 420.4362 | 21.85% | 48.07% | 30.08% | 2 | NWGF 92% | 1176.5308 | 3.029% | 45.68% | 51.29% | 2 | NWGF 92% | 278.3797 | 25.12% | 48.82% | 26.07% | 2 | NWGF 92% | 1349.0206 | 0% | 52.78% | 47.22% | 2 | NWGF 92% | 416.4698 | 21.94% | 48.09% | 29.97% | 2 | NWGF 92% | 1180.7836 | 2.943% | 45.88% | 51.18%
3 | NWGF 95% | 561.0661 | 22.18% | 26.33% | 51.49% | 3 | NWGF 95% | 437.1393 | 25.96% | 29.69% | 44.34% | 3 | NWGF 95% | 864.7927 | 10.95% | 16.36% | 72.7% | 3 | NWGF 95% | 423.899 | 28.44% | 30.81% | 40.76% | 3 | NWGF 95% | 932.5992 | 9.722% | 18.06% | 72.22% | 3 | NWGF 95% | 436.7701 | 26.03% | 29.72% | 44.24% | 3 | NWGF 95% | 866.6709 | 10.91% | 16.41% | 72.68%
4 | NWGF 98% | 506.1727 | 34.16% | 0.94% | 64.9% | 4 | NWGF 98% | 399.4384 | 39.46% | 1.105% | 59.44% | 4 | NWGF 98% | 800.6488 | 18.78% | 0.4443% | 80.78% | 4 | NWGF 98% | 573.7125 | 38.86% | 1.422% | 59.72% | 4 | NWGF 98% | 844.9507 | 16.67% | 0% | 83.33% | 4 | NWGF 98% | 404.3576 | 39.44% | 1.114% | 59.45% | 4 | NWGF 98% | 801.9061 | 18.72% | 0.4317% | 80.85%
Simulation Results NORTH |  |  |  | DOE SNOPR (Scenario 0) |  | Residential - North - Replacement |  |  |  | DOE SNOPR (Scenario 0) |  | Residential - North - New |  |  |  | DOE SNOPR (Scenario 0) |  | Commercial - North - Replacement |  |  |  | DOE SNOPR (Scenario 0) |  | Commercial - North - New |  |  |  | DOE SNOPR (Scenario 0)
|  | LCC | Net | No | Net |  |  | LCC | Net | No | Net |  |  | LCC | Net | No | Net |  |  | LCC | Net | No | Net |  |  | LCC | Net | No | Net
Level | Description | Savings | Cost | Impact | Benefit | Level | Description | Savings | Cost | Impact | Benefit | Level | Description | Savings | Cost | Impact | Benefit | Level | Description | Savings | Cost | Impact | Benefit | Level | Description | Savings | Cost | Impact | Benefit
NWGF | [5 empty] | NWGF | [5 empty] | NWGF | [5 empty] | NWGF | [5 empty] | NWGF
0 | NWGF 80% |  |  | 100% |  | 0 | NWGF 80% |  |  | 100% |  | 0 | NWGF 80% |  |  | 100% |  | 0 | NWGF 80% |  |  | 100% |  | 0 | NWGF 80% |  |  | 100%
1 | NWGF 90% | 700.5677 | 9.889% | 73.01% | 17.1% | 1 | NWGF 90% | 430.0958 | 12.44% | 74.38% | 13.18% | 1 | NWGF 90% | 1359.6144 | 2.312% | 69.8% | 27.89% | 1 | NWGF 90% | 354.5343 | 17.29% | 64.66% | 18.05% | 1 | NWGF 90% | 1817.214 | 0% | 78.26% | 21.74%
2 | NWGF 92% | 711.3162 | 9.115% | 66.26% | 24.63% | 2 | NWGF 92% | 495.7802 | 11.27% | 68.78% | 19.95% | 2 | NWGF 92% | 1171.9617 | 2.61% | 59.81% | 37.58% | 2 | NWGF 92% | 603.4246 | 16.54% | 57.89% | 25.56% | 2 | NWGF 92% | 1562.2729 | 0% | 69.57% | 30.43%
3 | NWGF 95% | 596.8395 | 12.64% | 43.93% | 43.42% | 3 | NWGF 95% | 492.1747 | 13.92% | 50.44% | 35.64% | 3 | NWGF 95% | 772.6072 | 8.725% | 26.32% | 64.95% | 3 | NWGF 95% | 771.5774 | 15.79% | 42.86% | 41.35% | 3 | NWGF 95% | 864.45 | 13.04% | 26.09% | 60.87%
4 | NWGF 98% | 486.927 | 29.87% | 1.472% | 68.65% | 4 | NWGF 98% | 404.5699 | 34.08% | 1.746% | 64.17% | 4 | NWGF 98% | 668.133 | 18.57% | 0.6711% | 80.76% | 4 | NWGF 98% | 883.8825 | 27.82% | 2.256% | 69.92% | 4 | NWGF 98% | 765.6446 | 19.57% | 0% | 80.43%
Simulation Results Rest of Country |  |  |  | DOE SNOPR (Scenario 0) |  | Residential - Rest of Country - Replacement |  |  |  | DOE SNOPR (Scenario 0) |  | Residential - Rest of Country - New |  |  |  | DOE SNOPR (Scenario 0) |  | Commercial - Rest of Country - Repl |  |  |  | DOE SNOPR (Scenario 0) |  | Commercial - Rest of Country - New |  |  |  | DOE SNOPR (Scenario 0)
|  | LCC | Net | No | Net |  |  | LCC | Net | No | Net |  |  | LCC | Net | No | Net |  |  | LCC | Net | No | Net |  |  | LCC | Net | No | Net
Level | Description | Savings | Cost | Impact | Benefit | Level | Description | Savings | Cost | Impact | Benefit | Level | Description | Savings | Cost | Impact | Benefit | Level | Description | Savings | Cost | Impact | Benefit | Level | Description | Savings | Cost | Impact | Benefit
NWGF | [5 empty] | NWGF | [5 empty] | NWGF | [5 empty] | NWGF | [5 empty] | NWGF
0 | NWGF 80% |  |  | 100% |  | 0 | NWGF 80% |  |  | 100% |  | 0 | NWGF 80% |  |  | 100% |  | 0 | NWGF 80% |  |  | 100% |  | 0 | NWGF 80% |  |  | 100%
1 | NWGF 90% | 529.5373 | 27.76% | 31.44% | 40.8% | 1 | NWGF 90% | 333.6405 | 35.88% | 30.01% | 34.11% | 1 | NWGF 90% | 1209.977 | 2.731% | 35.51% | 61.76% | 1 | NWGF 90% | -194.7182 | 41.03% | 37.18% | 21.79% | 1 | NWGF 90% | 1164.5326 | 0% | 26.92% | 73.08%
2 | NWGF 92% | 568.8267 | 26.1% | 26.42% | 47.48% | 2 | NWGF 92% | 385.9766 | 33.4% | 25.46% | 41.14% | 2 | NWGF 92% | 1179.5864 | 3.524% | 28.99% | 67.49% | 2 | NWGF 92% | -71.6687 | 39.74% | 33.33% | 26.92% | 2 | NWGF 92% | 1199.744 | 0% | 23.08% | 76.92%
3 | NWGF 95% | 536.8889 | 32.93% | 6.488% | 60.58% | 3 | NWGF 95% | 405.1065 | 39.11% | 7.048% | 53.84% | 3 | NWGF 95% | 948.8918 | 13.57% | 4.581% | 81.85% | 3 | NWGF 95% | 46.4196 | 50% | 10.26% | 39.74% | 3 | NWGF 95% | 1025.282 | 3.846% | 3.846% | 92.31%
4 | NWGF 98% | 527.6203 | 38.99% | 0.3404% | 60.67% | 4 | NWGF 98% | 393.9126 | 45.32% | 0.4044% | 54.27% | 4 | NWGF 98% | 956.4397 | 19.03% | 0.1762% | 80.79% | 4 | NWGF 98% | 56.7627 | 57.69% | 0% | 42.31% | 4 | NWGF 98% | 985.2615 | 11.54% | 0% | 88.46%
Senior Only |  |  |  | DOE SNOPR (Scenario 0) |  | Senior Only - North |  |  |  | DOE SNOPR (Scenario 0) |  | Senior Only - Rest of Country |  |  |  | DOE SNOPR (Scenario 0)
|  | LCC | Net | No | Net |  |  | LCC | Net | No | Net |  |  | LCC | Net | No | Net
Level | Description | Savings | Cost | Impact | Benefit | Level | Description | Savings | Cost | Impact | Benefit | Level | Description | Savings | Cost | Impact | Benefit
NWGF | [5 empty] | NWGF | [5 empty] | NWGF
0 | NWGF 80% |  |  | 100% |  | 0 | NWGF 80% |  |  | 100% |  | 0 | NWGF 80% |  |  | 100%
1 | NWGF 90% | 754.6197 | 17.46% | 57.32% | 25.22% | 1 | NWGF 90% | 741.9334 | 8.942% | 76.45% | 14.61% | 1 | NWGF 90% | 760.0859 | 27.69% | 34.34% | 37.97%
2 | NWGF 92% | 775.2312 | 16.7% | 51.48% | 31.82% | 2 | NWGF 92% | 777.6517 | 8.186% | 70.65% | 21.16% | 2 | NWGF 92% | 774.0389 | 26.93% | 28.44% | 44.63%
3 | NWGF 95% | 692.436 | 21.58% | 30.1% | 48.32% | 3 | NWGF 95% | 657.1966 | 11.84% | 48.11% | 40.05% | 3 | NWGF 95% | 716.4337 | 33.28% | 8.472% | 58.25%
4 | NWGF 98% | 662.1337 | 34.23% | 1.306% | 64.47% | 4 | NWGF 98% | 603.5622 | 28.84% | 2.015% | 69.14% | 4 | NWGF 98% | 731.387 | 40.7% | 0.4539% | 58.85%
Low Income Only |  |  |  | DOE SNOPR (Scenario 0) |  | Low Income Only - North |  |  |  | DOE SNOPR (Scenario 0) |  | Low Income Only - Rest of Country |  |  |  | DOE SNOPR (Scenario 0)
|  | LCC | Net | No | Net |  |  | LCC | Net | No | Net |  |  | LCC | Net | No | Net
Level | Description | Savings | Cost | Impact | Benefit | Level | Description | Savings | Cost | Impact | Benefit | Level | Description | Savings | Cost | Impact | Benefit
NWGF | [5 empty] | NWGF | [5 empty] | NWGF
0 | NWGF 80% |  |  | 100% |  | 0 | NWGF 80% |  |  | 100% |  | 0 | NWGF 80% |  |  | 100%
1 | NWGF 90% | 439.6756 | 21.6% | 52.27% | 26.13% | 1 | NWGF 90% | 435.6731 | 8.844% | 75.51% | 15.65% | 1 | NWGF 90% | 441.2139 | 36.63% | 24.87% | 38.5%
2 | NWGF 92% | 476.6195 | 20.34% | 47.06% | 32.6% | 2 | NWGF 92% | 496.7164 | 8.145% | 68.78% | 23.08% | 2 | NWGF 92% | 467.1863 | 34.76% | 21.39% | 43.85%
3 | NWGF 95% | 482.2093 | 27.61% | 27.48% | 44.91% | 3 | NWGF 95% | 457.5214 | 14.06% | 45.12% | 40.82% | 3 | NWGF 95% | 499.3281 | 43.58% | 6.684% | 49.73%
4 | NWGF 98% | 553.5307 | 43.31% | 1.227% | 55.46% | 4 | NWGF 98% | 624.4558 | 37.41% | 1.814% | 60.77% | 4 | NWGF 98% | 470.9755 | 50.27% | 0.5348% | 49.2%

## Scenario 0.55
Simulation Results NATIONAL - 10000 samples |  |  |  | DOE SNOPR (Scenario 0.55) |  | Residential - Replacement |  |  |  | DOE SNOPR (Scenario 0.55) |  | Residential - New |  |  |  | DOE SNOPR (Scenario 0.55) |  | Commercial Replacement - 10000 samples |  |  |  | DOE SNOPR (Scenario 0.55) |  | Commercial New - 10000 samples |  |  |  | DOE SNOPR (Scenario 0.55) |  | Replacement |  |  |  | DOE SNOPR (Scenario 0.55) |  | New |  |  |  | DOE SNOPR (Scenario 0.55)
|  | LCC | Net | No | Net |  |  | LCC | Net | No | Net |  |  | LCC | Net | No | Net |  |  | LCC | Net | No | Net |  |  | LCC | Net | No | Net |  |  | LCC | Net | No | Net |  |  | LCC | Net | No | Net
Level | Description | Savings | Cost | Impact | Benefit | Level | Description | Savings | Cost | Impact | Benefit | Level | Description | Savings | Cost | Impact | Benefit | Level | Description | Savings | Cost | Impact | Benefit | Level | Description | Savings | Cost | Impact | Benefit | Level | Description | Savings | Cost | Impact | Benefit | Level | Description | Savings | Cost | Impact | Benefit
NWGF | [5 empty] | NWGF | [5 empty] | NWGF | [5 empty] | NWGF | [5 empty] | NWGF | [5 empty] | NWGF | [5 empty] | NWGF
0 | NWGF 80% |  |  | 100% |  | 0 | NWGF 80% |  |  | 100% |  | 0 | NWGF 80% |  |  | 100% |  | 0 | NWGF 80% |  |  | 100% |  | 0 | NWGF 80% |  |  | 100% |  | 0 | NWGF 80% |  |  | 100% |  | 0 | NWGF 80% |  |  | 100%
1 | NWGF 90% | 667.1238 | 12.08% | 65.34% | 22.58% | 1 | NWGF 90% | 444.8428 | 15.44% | 67.01% | 17.55% | 1 | NWGF 90% | 1242.2407 | 1.777% | 61.07% | 37.16% | 1 | NWGF 90% | 154.9 | 21.8% | 59.24% | 18.96% | 1 | NWGF 90% | 1432.6148 | 0% | 62.5% | 37.5% | 1 | NWGF 90% | 434.768 | 15.62% | 66.79% | 17.59% | 1 | NWGF 90% | 1247.4275 | 1.727% | 61.11% | 37.17%
2 | NWGF 92% | 692.4967 | 11.11% | 59.82% | 29.07% | 2 | NWGF 92% | 501.9427 | 13.96% | 62.37% | 23.67% | 2 | NWGF 92% | 1147.8872 | 2.262% | 53.03% | 44.71% | 2 | NWGF 92% | 362.5167 | 20.85% | 53.55% | 25.59% | 2 | NWGF 92% | 1379.3216 | 0% | 55.56% | 44.44% | 2 | NWGF 92% | 497.1026 | 14.16% | 62.12% | 23.73% | 2 | NWGF 92% | 1154.0847 | 2.198% | 53.1% | 44.7%
3 | NWGF 95% | 608.5478 | 15.2% | 40.35% | 44.45% | 3 | NWGF 95% | 498.664 | 17.08% | 45.75% | 37.16% | 3 | NWGF 95% | 839.7181 | 9.168% | 25.4% | 65.43% | 3 | NWGF 95% | 505.0243 | 23.22% | 36.97% | 39.81% | 3 | NWGF 95% | 931.7214 | 9.722% | 20.83% | 69.44% | 3 | NWGF 95% | 498.8723 | 17.26% | 45.5% | 37.24% | 3 | NWGF 95% | 842.4724 | 9.184% | 25.27% | 65.54%
4 | NWGF 98% | 542.5785 | 25.98% | 15.97% | 58.05% | 4 | NWGF 98% | 447.0632 | 29.14% | 18.38% | 52.48% | 4 | NWGF 98% | 776.735 | 16.44% | 9.895% | 73.67% | 4 | NWGF 98% | 651.6745 | 32.7% | 9.005% | 58.29% | 4 | NWGF 98% | 844.6584 | 16.67% | 2.778% | 80.56% | 4 | NWGF 98% | 453.5013 | 29.24% | 18.12% | 52.64% | 4 | NWGF 98% | 778.8013 | 16.44% | 9.694% | 73.86%
Simulation Results NORTH |  |  |  | DOE SNOPR (Scenario 0.55) |  | Residential - North - Replacement |  |  |  | DOE SNOPR (Scenario 0.55) |  | Residential - North - New |  |  |  | DOE SNOPR (Scenario 0.55) |  | Commercial - North - Replacement |  |  |  | DOE SNOPR (Scenario 0.55) |  | Commercial - North - New |  |  |  | DOE SNOPR (Scenario 0.55)
|  | LCC | Net | No | Net |  |  | LCC | Net | No | Net |  |  | LCC | Net | No | Net |  |  | LCC | Net | No | Net |  |  | LCC | Net | No | Net
Level | Description | Savings | Cost | Impact | Benefit | Level | Description | Savings | Cost | Impact | Benefit | Level | Description | Savings | Cost | Impact | Benefit | Level | Description | Savings | Cost | Impact | Benefit | Level | Description | Savings | Cost | Impact | Benefit
NWGF | [5 empty] | NWGF | [5 empty] | NWGF | [5 empty] | NWGF | [5 empty] | NWGF
0 | NWGF 80% |  |  | 100% |  | 0 | NWGF 80% |  |  | 100% |  | 0 | NWGF 80% |  |  | 100% |  | 0 | NWGF 80% |  |  | 100% |  | 0 | NWGF 80% |  |  | 100%
1 | NWGF 90% | 755.4738 | 8.417% | 75.79% | 15.8% | 1 | NWGF 90% | 479.2073 | 10.58% | 77.64% | 11.78% | 1 | NWGF 90% | 1369.0064 | 2.013% | 71.29% | 26.7% | 1 | NWGF 90% | 444.2577 | 14.29% | 67.67% | 18.05% | 1 | NWGF 90% | 1817.214 | 0% | 78.26% | 21.74%
2 | NWGF 92% | 749.2529 | 7.756% | 69.16% | 23.08% | 2 | NWGF 92% | 531.7585 | 9.579% | 72.16% | 18.26% | 2 | NWGF 92% | 1176.38 | 2.312% | 61.52% | 36.17% | 2 | NWGF 92% | 692.0294 | 13.53% | 60.9% | 25.56% | 2 | NWGF 92% | 1562.2729 | 0% | 69.57% | 30.43%
3 | NWGF 95% | 617.4754 | 10.96% | 47.67% | 41.37% | 3 | NWGF 95% | 510.6159 | 12.01% | 54.59% | 33.4% | 3 | NWGF 95% | 783.3778 | 7.755% | 29.01% | 63.24% | 3 | NWGF 95% | 857.4003 | 12.78% | 46.62% | 40.6% | 3 | NWGF 95% | 864.45 | 13.04% | 26.09% | 60.87%
4 | NWGF 98% | 502.4635 | 27.16% | 6.473% | 66.37% | 4 | NWGF 98% | 418.5656 | 30.93% | 7.436% | 61.63% | 4 | NWGF 98% | 677.2471 | 17.15% | 3.803% | 79.05% | 4 | NWGF 98% | 960.6411 | 23.31% | 8.271% | 68.42% | 4 | NWGF 98% | 765.6446 | 19.57% | 0% | 80.43%
Simulation Results Rest of Country |  |  |  | DOE SNOPR (Scenario 0.55) |  | Residential - Rest of Country - Replacement |  |  |  | DOE SNOPR (Scenario 0.55) |  | Residential - Rest of Country - New |  |  |  | DOE SNOPR (Scenario 0.55) |  | Commercial - Rest of Country - Repl |  |  |  | DOE SNOPR (Scenario 0.55) |  | Commercial - Rest of Country - New |  |  |  | DOE SNOPR (Scenario 0.55)
|  | LCC | Net | No | Net |  |  | LCC | Net | No | Net |  |  | LCC | Net | No | Net |  |  | LCC | Net | No | Net |  |  | LCC | Net | No | Net
Level | Description | Savings | Cost | Impact | Benefit | Level | Description | Savings | Cost | Impact | Benefit | Level | Description | Savings | Cost | Impact | Benefit | Level | Description | Savings | Cost | Impact | Benefit | Level | Description | Savings | Cost | Impact | Benefit
NWGF | [5 empty] | NWGF | [5 empty] | NWGF | [5 empty] | NWGF | [5 empty] | NWGF
0 | NWGF 80% |  |  | 100% |  | 0 | NWGF 80% |  |  | 100% |  | 0 | NWGF 80% |  |  | 100% |  | 0 | NWGF 80% |  |  | 100% |  | 0 | NWGF 80% |  |  | 100%
1 | NWGF 90% | 615.1985 | 16.21% | 53.56% | 30.23% | 1 | NWGF 90% | 426.0357 | 20.74% | 55.4% | 23.86% | 1 | NWGF 90% | 1157.9492 | 1.498% | 48.99% | 49.52% | 1 | NWGF 90% | -134.4577 | 34.62% | 44.87% | 20.51% | 1 | NWGF 90% | 1206.38 | 0% | 34.62% | 65.38%
2 | NWGF 92% | 653.5959 | 14.89% | 49.29% | 35.82% | 2 | NWGF 92% | 483.1943 | 18.75% | 51.68% | 29.58% | 2 | NWGF 92% | 1125.1635 | 2.203% | 43% | 54.8% | 2 | NWGF 92% | -9.9759 | 33.33% | 41.03% | 25.64% | 2 | NWGF 92% | 1237.0261 | 0% | 30.77% | 69.23%
3 | NWGF 95% | 600.7921 | 19.97% | 32.1% | 47.93% | 3 | NWGF 95% | 489.392 | 22.62% | 36.11% | 41.28% | 3 | NWGF 95% | 899.6466 | 10.84% | 21.15% | 68.02% | 3 | NWGF 95% | 101.4969 | 41.03% | 20.51% | 38.46% | 3 | NWGF 95% | 1031.1661 | 3.846% | 11.54% | 84.62%
4 | NWGF 98% | 600.2548 | 24.65% | 26.68% | 48.67% | 4 | NWGF 98% | 488.3919 | 27.18% | 30.33% | 42.49% | 4 | NWGF 98% | 913.1213 | 15.59% | 17.09% | 67.31% | 4 | NWGF 98% | 113.19 | 48.72% | 10.26% | 41.03% | 4 | NWGF 98% | 996.1017 | 11.54% | 7.692% | 80.77%
Senior Only |  |  |  | DOE SNOPR (Scenario 0.55) |  | Senior Only - North |  |  |  | DOE SNOPR (Scenario 0.55) |  | Senior Only - Rest of Country |  |  |  | DOE SNOPR (Scenario 0.55)
|  | LCC | Net | No | Net |  |  | LCC | Net | No | Net |  |  | LCC | Net | No | Net
Level | Description | Savings | Cost | Impact | Benefit | Level | Description | Savings | Cost | Impact | Benefit | Level | Description | Savings | Cost | Impact | Benefit
NWGF | [5 empty] | NWGF | [5 empty] | NWGF
0 | NWGF 80% |  |  | 100% |  | 0 | NWGF 80% |  |  | 100% |  | 0 | NWGF 80% |  |  | 100%
1 | NWGF 90% | 884.862 | 10.24% | 70.58% | 19.18% | 1 | NWGF 90% | 780.1784 | 7.305% | 79.85% | 12.85% | 1 | NWGF 90% | 947.3597 | 13.77% | 59.46% | 26.78%
2 | NWGF 92% | 890.3601 | 9.347% | 65.36% | 25.29% | 2 | NWGF 92% | 803.4376 | 6.549% | 74.18% | 19.27% | 2 | NWGF 92% | 949.9558 | 12.71% | 54.77% | 32.53%
3 | NWGF 95% | 770.2744 | 13.4% | 46.87% | 39.73% | 3 | NWGF 95% | 671.891 | 9.698% | 53.78% | 36.52% | 3 | NWGF 95% | 859.2072 | 17.85% | 38.58% | 43.57%
4 | NWGF 98% | 723.8115 | 24.47% | 20.27% | 55.26% | 4 | NWGF 98% | 630.9551 | 24.81% | 11.21% | 63.98% | 4 | NWGF 98% | 867.688 | 24.05% | 31.16% | 44.78%
Low Income Only |  |  |  | DOE SNOPR (Scenario 0.55) |  | Low Income Only - North |  |  |  | DOE SNOPR (Scenario 0.55) |  | Low Income Only - Rest of Country |  |  |  | DOE SNOPR (Scenario 0.55)
|  | LCC | Net | No | Net |  |  | LCC | Net | No | Net |  |  | LCC | Net | No | Net
Level | Description | Savings | Cost | Impact | Benefit | Level | Description | Savings | Cost | Impact | Benefit | Level | Description | Savings | Cost | Impact | Benefit
NWGF | [5 empty] | NWGF | [5 empty] | NWGF
0 | NWGF 80% |  |  | 100% |  | 0 | NWGF 80% |  |  | 100% |  | 0 | NWGF 80% |  |  | 100%
1 | NWGF 90% | 591.6351 | 11.41% | 70.92% | 17.67% | 1 | NWGF 90% | 426.1396 | 6.122% | 81.41% | 12.47% | 1 | NWGF 90% | 679.1876 | 17.65% | 58.56% | 23.8%
2 | NWGF 92% | 611.1423 | 10.92% | 66.38% | 22.7% | 2 | NWGF 92% | 471.0071 | 5.669% | 75.06% | 19.27% | 2 | NWGF 92% | 705.1355 | 17.11% | 56.15% | 26.74%
3 | NWGF 95% | 592.2593 | 15.83% | 50.31% | 33.87% | 3 | NWGF 95% | 441.8892 | 9.751% | 54.65% | 35.6% | 3 | NWGF 95% | 738.9619 | 22.99% | 45.19% | 31.82%
4 | NWGF 98% | 673.8187 | 28.96% | 25.4% | 45.64% | 4 | NWGF 98% | 646.7066 | 30.84% | 13.15% | 56.01% | 4 | NWGF 98% | 719.9697 | 26.74% | 39.84% | 33.42%

## Scenario Int-11
Simulation Results NATIONAL - 10000 samples |  |  |  | SNOPR Scenario Int-11 |  | Residential - Replacement |  |  |  | SNOPR Scenario Int-11 |  | Residential - New |  |  |  | SNOPR Scenario Int-11 |  | Commercial Replacement - 10000 samples |  |  |  | SNOPR Scenario Int-11 |  | Commercial New - 10000 samples |  |  |  | SNOPR Scenario Int-11 |  | Replacement |  |  |  | SNOPR Scenario Int-11 |  | New |  |  |  | SNOPR Scenario Int-11
|  | LCC | Net | No | Net |  |  | LCC | Net | No | Net |  |  | LCC | Net | No | Net |  |  | LCC | Net | No | Net |  |  | LCC | Net | No | Net |  |  | LCC | Net | No | Net |  |  | LCC | Net | No | Net
Level | Description | Savings | Cost | Impact | Benefit | Level | Description | Savings | Cost | Impact | Benefit | Level | Description | Savings | Cost | Impact | Benefit | Level | Description | Savings | Cost | Impact | Benefit | Level | Description | Savings | Cost | Impact | Benefit | Level | Description | Savings | Cost | Impact | Benefit | Level | Description | Savings | Cost | Impact | Benefit
NWGF | [5 empty] | NWGF | [5 empty] | NWGF | [5 empty] | NWGF | [5 empty] | NWGF | [5 empty] | NWGF | [5 empty] | NWGF
0 | NWGF 80% |  |  | 100% |  | 0 | NWGF 80% |  |  | 100% |  | 0 | NWGF 80% |  |  | 100% |  | 0 | NWGF 80% |  |  | 100% |  | 0 | NWGF 80% |  |  | 100% |  | 0 | NWGF 80% |  |  | 100% |  | 0 | NWGF 80% |  |  | 100%
1 | NWGF 90% | -216.2232 | 21.12% | 68.41% | 10.47% | 1 | NWGF 90% | -263.9228 | 27.76% | 62.1% | 10.14% | 1 | NWGF 90% | 260.1083 | 1.575% | 86.63% | 11.79% | 1 | NWGF 90% | -745.6226 | 29.86% | 63.98% | 6.161% | 1 | NWGF 90% | 1465.83 | 0% | 88.89% | 11.11% | 1 | NWGF 90% | -276.9048 | 27.82% | 62.16% | 10.02% | 1 | NWGF 90% | 288.5619 | 1.531% | 86.7% | 11.77%
2 | NWGF 92% | -165.954 | 23.89% | 60.88% | 15.23% | 2 | NWGF 92% | -227.9738 | 30.2% | 56.17% | 13.63% | 2 | NWGF 92% | 180.9376 | 5.331% | 74.39% | 20.27% | 2 | NWGF 92% | -608.0787 | 32.7% | 57.82% | 9.479% | 2 | NWGF 92% | 918.7593 | 1.389% | 79.17% | 19.44% | 2 | NWGF 92% | -238.3413 | 30.27% | 56.21% | 13.51% | 2 | NWGF 92% | 197.9905 | 5.22% | 74.53% | 20.25%
3 | NWGF 95% | -124.7162 | 37.32% | 37.95% | 24.73% | 3 | NWGF 95% | -225.2869 | 44.01% | 35.23% | 20.76% | 3 | NWGF 95% | 228.6349 | 17.69% | 45.56% | 36.75% | 3 | NWGF 95% | -408.5379 | 46.45% | 37.44% | 16.11% | 3 | NWGF 95% | 813.1091 | 12.5% | 51.39% | 36.11% | 3 | NWGF 95% | -230.3033 | 44.08% | 35.29% | 20.63% | 3 | NWGF 95% | 243.4264 | 17.54% | 45.72% | 36.73%
4 | NWGF 98% | -104.8759 | 53.73% | 10.32% | 35.95% | 4 | NWGF 98% | -165.752 | 62.84% | 2.707% | 34.46% | 4 | NWGF 98% | 141.1694 | 27.63% | 32.96% | 39.42% | 4 | NWGF 98% | -185.9725 | 56.87% | 1.422% | 41.71% | 4 | NWGF 98% | 573.3851 | 26.39% | 23.61% | 50% | 4 | NWGF 98% | -166.3318 | 62.67% | 2.67% | 34.66% | 4 | NWGF 98% | 155.0306 | 27.59% | 32.69% | 39.72%
Simulation Results NORTH |  |  |  | SNOPR Scenario Int-11 |  | Residential - North - Replacement |  |  |  | SNOPR Scenario Int-11 |  | Residential - North - New |  |  |  | SNOPR Scenario Int-11 |  | Commercial - North - Replacement |  |  |  | SNOPR Scenario Int-11 |  | Commercial - North - New |  |  |  | SNOPR Scenario Int-11
|  | LCC | Net | No | Net |  |  | LCC | Net | No | Net |  |  | LCC | Net | No | Net |  |  | LCC | Net | No | Net |  |  | LCC | Net | No | Net
Level | Description | Savings | Cost | Impact | Benefit | Level | Description | Savings | Cost | Impact | Benefit | Level | Description | Savings | Cost | Impact | Benefit | Level | Description | Savings | Cost | Impact | Benefit | Level | Description | Savings | Cost | Impact | Benefit
NWGF | [5 empty] | NWGF | [5 empty] | NWGF | [5 empty] | NWGF | [5 empty] | NWGF
0 | NWGF 80% |  |  | 100% |  | 0 | NWGF 80% |  |  | 100% |  | 0 | NWGF 80% |  |  | 100% |  | 0 | NWGF 80% |  |  | 100% |  | 0 | NWGF 80% |  |  | 100%
1 | NWGF 90% | -552.6145 | 10.57% | 84.94% | 4.491% | 1 | NWGF 90% | -812.4945 | 13.58% | 85.05% | 1.376% | 1 | NWGF 90% | 152.877 | 2.163% | 84.86% | 12.98% | 1 | NWGF 90% | -1051.6039 | 13.53% | 82.71% | 3.759% | 1 | NWGF 90% | 1603.6914 | 0% | 84.78% | 15.22%
2 | NWGF 92% | -380.9233 | 13.55% | 77.11% | 9.341% | 2 | NWGF 92% | -623.4233 | 16.17% | 79.28% | 4.551% | 2 | NWGF 92% | 87.3164 | 6.339% | 71.22% | 22.45% | 2 | NWGF 92% | -673.8926 | 15.79% | 76.69% | 7.519% | 2 | NWGF 92% | 1020.5554 | 2.174% | 71.74% | 26.09%
3 | NWGF 95% | -273.5086 | 28.7% | 54.05% | 17.25% | 3 | NWGF 95% | -402.8535 | 30.78% | 58.72% | 10.51% | 3 | NWGF 95% | -46.3667 | 23.04% | 40.94% | 36.02% | 3 | NWGF 95% | -292.1739 | 30.83% | 55.64% | 13.53% | 3 | NWGF 95% | 684.1146 | 17.39% | 47.83% | 34.78%
4 | NWGF 98% | -130.7766 | 54.31% | 10.76% | 34.93% | 4 | NWGF 98% | -153.2791 | 63.35% | 2.726% | 33.92% | 4 | NWGF 98% | -87.9128 | 30.72% | 33.56% | 35.72% | 4 | NWGF 98% | 37.8788 | 45.11% | 2.256% | 52.63% | 4 | NWGF 98% | 575.5488 | 26.09% | 30.43% | 43.48%
Simulation Results Rest of Country |  |  |  | SNOPR Scenario Int-11 |  | Residential - Rest of Country - Replacement |  |  |  | SNOPR Scenario Int-11 |  | Residential - Rest of Country - New |  |  |  | SNOPR Scenario Int-11 |  | Commercial - Rest of Country - Repl |  |  |  | SNOPR Scenario Int-11 |  | Commercial - Rest of Country - New |  |  |  | SNOPR Scenario Int-11
|  | LCC | Net | No | Net |  |  | LCC | Net | No | Net |  |  | LCC | Net | No | Net |  |  | LCC | Net | No | Net |  |  | LCC | Net | No | Net
Level | Description | Savings | Cost | Impact | Benefit | Level | Description | Savings | Cost | Impact | Benefit | Level | Description | Savings | Cost | Impact | Benefit | Level | Description | Savings | Cost | Impact | Benefit | Level | Description | Savings | Cost | Impact | Benefit
NWGF | [5 empty] | NWGF | [5 empty] | NWGF | [5 empty] | NWGF | [5 empty] | NWGF
0 | NWGF 80% |  |  | 100% |  | 0 | NWGF 80% |  |  | 100% |  | 0 | NWGF 80% |  |  | 100% |  | 0 | NWGF 80% |  |  | 100% |  | 0 | NWGF 80% |  |  | 100%
1 | NWGF 90% | -102.5255 | 33.01% | 49.78% | 17.21% | 1 | NWGF 90% | -121.6819 | 43.24% | 37.06% | 19.7% | 1 | NWGF 90% | 430.1704 | 0.8811% | 88.72% | 10.4% | 1 | NWGF 90% | -612.8383 | 57.69% | 32.05% | 10.26% | 1 | NWGF 90% | 500.8 | 0% | 96.15% | 3.846%
2 | NWGF 92% | -69.3413 | 35.55% | 42.59% | 21.87% | 2 | NWGF 92% | -98.4727 | 45.52% | 30.94% | 23.54% | 2 | NWGF 92% | 326.6545 | 4.141% | 78.15% | 17.71% | 2 | NWGF 92% | -572.9022 | 61.54% | 25.64% | 12.82% | 2 | NWGF 92% | 257.085 | 0% | 92.31% | 7.692%
3 | NWGF 95% | -28.6128 | 47.03% | 19.8% | 33.16% | 3 | NWGF 95% | -136.7872 | 58.46% | 9.59% | 31.95% | 3 | NWGF 95% | 620.3639 | 11.37% | 51.01% | 37.62% | 3 | NWGF 95% | -502.5855 | 73.08% | 6.41% | 20.51% | 3 | NWGF 95% | 1094.5518 | 3.846% | 57.69% | 38.46%
4 | NWGF 98% | -75.9814 | 53.07% | 9.828% | 37.1% | 4 | NWGF 98% | -179.3614 | 62.28% | 2.686% | 35.04% | 4 | NWGF 98% | 406.595 | 23.96% | 32.25% | 43.79% | 4 | NWGF 98% | -559.0579 | 76.92% | 0% | 23.08% | 4 | NWGF 98% | 570.3748 | 26.92% | 11.54% | 61.54%
Senior Only |  |  |  | SNOPR Scenario Int-11 |  | Senior Only - North |  |  |  | SNOPR Scenario Int-11 |  | Senior Only - Rest of Country |  |  |  | SNOPR Scenario Int-11
|  | LCC | Net | No | Net |  |  | LCC | Net | No | Net |  |  | LCC | Net | No | Net
Level | Description | Savings | Cost | Impact | Benefit | Level | Description | Savings | Cost | Impact | Benefit | Level | Description | Savings | Cost | Impact | Benefit
NWGF | [5 empty] | NWGF | [5 empty] | NWGF
0 | NWGF 80% |  |  | 100% |  | 0 | NWGF 80% |  |  | 100% |  | 0 | NWGF 80% |  |  | 100%
1 | NWGF 90% | -211.7078 | 20.62% | 71.34% | 8.041% | 1 | NWGF 90% | -468.8933 | 8.816% | 87.66% | 3.526% | 1 | NWGF 90% | -132.6979 | 34.8% | 51.74% | 13.46%
2 | NWGF 92% | -152.7671 | 23.57% | 65.36% | 11.07% | 2 | NWGF 92% | -280.3867 | 11.59% | 81.86% | 6.549% | 2 | NWGF 92% | -101.7193 | 37.97% | 45.54% | 16.49%
3 | NWGF 95% | -115.2786 | 36.56% | 43.09% | 20.34% | 3 | NWGF 95% | -240.3919 | 23.68% | 62.47% | 13.85% | 3 | NWGF 95% | -44.9319 | 52.04% | 19.82% | 28.14%
4 | NWGF 98% | -54.9917 | 56.84% | 8.866% | 34.3% | 4 | NWGF 98% | -35.8185 | 54.53% | 8.06% | 37.41% | 4 | NWGF 98% | -78.4757 | 59.61% | 9.834% | 30.56%
Low Income Only |  |  |  | SNOPR Scenario Int-11 |  | Low Income Only - North |  |  |  | SNOPR Scenario Int-11 |  | Low Income Only - Rest of Country |  |  |  | SNOPR Scenario Int-11
|  | LCC | Net | No | Net |  |  | LCC | Net | No | Net |  |  | LCC | Net | No | Net
Level | Description | Savings | Cost | Impact | Benefit | Level | Description | Savings | Cost | Impact | Benefit | Level | Description | Savings | Cost | Impact | Benefit
NWGF | [5 empty] | NWGF | [5 empty] | NWGF
0 | NWGF 80% |  |  | 100% |  | 0 | NWGF 80% |  |  | 100% |  | 0 | NWGF 80% |  |  | 100%
1 | NWGF 90% | -639.1239 | 27.12% | 62.58% | 10.31% | 1 | NWGF 90% | -1844.0386 | 11.56% | 86.62% | 1.814% | 1 | NWGF 90% | -350.1402 | 45.45% | 34.22% | 20.32%
2 | NWGF 92% | -570.2099 | 29.69% | 57.55% | 12.76% | 2 | NWGF 92% | -1398.2675 | 15.19% | 80.95% | 3.855% | 2 | NWGF 92% | -304.7257 | 46.79% | 29.95% | 23.26%
3 | NWGF 95% | -549.0067 | 43.93% | 36.32% | 19.75% | 3 | NWGF 95% | -942.5566 | 33.79% | 57.14% | 9.07% | 3 | NWGF 95% | -323.6099 | 55.88% | 11.76% | 32.35%
4 | NWGF 98% | -337.2458 | 63.19% | 6.626% | 30.18% | 4 | NWGF 98% | -348.315 | 66.21% | 6.122% | 27.66% | 4 | NWGF 98% | -324.0393 | 59.63% | 7.219% | 33.16%

## Scenario Int-11.55
Simulation Results NATIONAL - 10000 samples |  |  |  | SNOPR Scenario Int-11.55 |  | Residential - Replacement |  |  |  | SNOPR Scenario Int-11.55 |  | Residential - New |  |  |  | SNOPR Scenario Int-11.55 |  | Commercial Replacement - 10000 samples |  |  |  | SNOPR Scenario Int-11.55 |  | Commercial New - 10000 samples |  |  |  | SNOPR Scenario Int-11.55 |  | Replacement |  |  |  | SNOPR Scenario Int-11.55 |  | New |  |  |  | SNOPR Scenario Int-11.55
|  | LCC | Net | No | Net |  |  | LCC | Net | No | Net |  |  | LCC | Net | No | Net |  |  | LCC | Net | No | Net |  |  | LCC | Net | No | Net |  |  | LCC | Net | No | Net |  |  | LCC | Net | No | Net
Level | Description | Savings | Cost | Impact | Benefit | Level | Description | Savings | Cost | Impact | Benefit | Level | Description | Savings | Cost | Impact | Benefit | Level | Description | Savings | Cost | Impact | Benefit | Level | Description | Savings | Cost | Impact | Benefit | Level | Description | Savings | Cost | Impact | Benefit | Level | Description | Savings | Cost | Impact | Benefit
NWGF | [5 empty] | NWGF | [5 empty] | NWGF | [5 empty] | NWGF | [5 empty] | NWGF | [5 empty] | NWGF | [5 empty] | NWGF
0 | NWGF 80% |  |  | 100% |  | 0 | NWGF 80% |  |  | 100% |  | 0 | NWGF 80% |  |  | 100% |  | 0 | NWGF 80% |  |  | 100% |  | 0 | NWGF 80% |  |  | 100% |  | 0 | NWGF 80% |  |  | 100% |  | 0 | NWGF 80% |  |  | 100%
1 | NWGF 90% | -220.3975 | 13.78% | 78.58% | 7.64% | 1 | NWGF 90% | -242.3317 | 18.01% | 75.43% | 6.56% | 1 | NWGF 90% | 262.89 | 1.171% | 88% | 10.82% | 1 | NWGF 90% | -597.2719 | 21.33% | 72.51% | 6.161% | 1 | NWGF 90% | 1465.83 | 0% | 88.89% | 11.11% | 1 | NWGF 90% | -252.1472 | 18.1% | 75.35% | 6.549% | 1 | NWGF 90% | 293.1526 | 1.138% | 88.03% | 10.83%
2 | NWGF 92% | -150.2298 | 16.36% | 71.95% | 11.69% | 2 | NWGF 92% | -197.3771 | 20.43% | 69.92% | 9.653% | 2 | NWGF 92% | 184.9499 | 4.079% | 78.39% | 17.53% | 2 | NWGF 92% | -441.6613 | 24.17% | 66.35% | 9.479% | 2 | NWGF 92% | 981.6179 | 1.389% | 80.56% | 18.06% | 2 | NWGF 92% | -204.2986 | 20.53% | 69.82% | 9.648% | 2 | NWGF 92% | 204.0154 | 4.003% | 78.45% | 17.54%
3 | NWGF 95% | -103.6259 | 29.59% | 50.14% | 20.27% | 3 | NWGF 95% | -175.6234 | 33.86% | 49.68% | 16.46% | 3 | NWGF 95% | 161.1136 | 15.63% | 53.43% | 30.94% | 3 | NWGF 95% | -243.7475 | 37.44% | 46.45% | 16.11% | 3 | NWGF 95% | 841.7156 | 9.722% | 54.17% | 36.11% | 3 | NWGF 95% | -177.5463 | 33.96% | 49.58% | 16.45% | 3 | NWGF 95% | 179.7153 | 15.46% | 53.45% | 31.08%
4 | NWGF 98% | -74.2061 | 45.68% | 23.13% | 31.19% | 4 | NWGF 98% | -121.8566 | 52.71% | 17.83% | 29.46% | 4 | NWGF 98% | 124.0365 | 24.07% | 41.76% | 34.17% | 4 | NWGF 98% | -46.291 | 47.87% | 10.43% | 41.71% | 4 | NWGF 98% | 606.4149 | 22.22% | 29.17% | 48.61% | 4 | NWGF 98% | -119.612 | 52.58% | 17.62% | 29.8% | 4 | NWGF 98% | 140.425 | 24.02% | 41.41% | 34.58%
Simulation Results NORTH |  |  |  | SNOPR Scenario Int-11.55 |  | Residential - North - Replacement |  |  |  | SNOPR Scenario Int-11.55 |  | Residential - North - New |  |  |  | SNOPR Scenario Int-11.55 |  | Commercial - North - Replacement |  |  |  | SNOPR Scenario Int-11.55 |  | Commercial - North - New |  |  |  | SNOPR Scenario Int-11.55
|  | LCC | Net | No | Net |  |  | LCC | Net | No | Net |  |  | LCC | Net | No | Net |  |  | LCC | Net | No | Net |  |  | LCC | Net | No | Net
Level | Description | Savings | Cost | Impact | Benefit | Level | Description | Savings | Cost | Impact | Benefit | Level | Description | Savings | Cost | Impact | Benefit | Level | Description | Savings | Cost | Impact | Benefit | Level | Description | Savings | Cost | Impact | Benefit
NWGF | [5 empty] | NWGF | [5 empty] | NWGF | [5 empty] | NWGF | [5 empty] | NWGF
0 | NWGF 80% |  |  | 100% |  | 0 | NWGF 80% |  |  | 100% |  | 0 | NWGF 80% |  |  | 100% |  | 0 | NWGF 80% |  |  | 100% |  | 0 | NWGF 80% |  |  | 100%
1 | NWGF 90% | -549.3073 | 9.436% | 86.32% | 4.246% | 1 | NWGF 90% | -801.1632 | 12.23% | 86.69% | 1.085% | 1 | NWGF 90% | 179.0378 | 1.79% | 85.38% | 12.83% | 1 | NWGF 90% | -1013.66 | 10.53% | 85.71% | 3.759% | 1 | NWGF 90% | 1603.6914 | 0% | 84.78% | 15.22%
2 | NWGF 92% | -364.1934 | 12.3% | 78.66% | 9.039% | 2 | NWGF 92% | -602.881 | 14.69% | 81.13% | 4.181% | 2 | NWGF 92% | 98.5311 | 5.891% | 72.04% | 22.07% | 2 | NWGF 92% | -611.0848 | 12.78% | 79.7% | 7.519% | 2 | NWGF 92% | 1020.5554 | 2.174% | 71.74% | 26.09%
3 | NWGF 95% | -252.6015 | 27.19% | 55.84% | 16.97% | 3 | NWGF 95% | -375.9483 | 28.87% | 60.94% | 10.19% | 3 | NWGF 95% | -39.2098 | 22.15% | 42.36% | 35.5% | 3 | NWGF 95% | -216.0019 | 27.07% | 59.4% | 13.53% | 3 | NWGF 95% | 688.4633 | 15.22% | 50% | 34.78%
4 | NWGF 98% | -118.1195 | 52.56% | 12.95% | 34.5% | 4 | NWGF 98% | -141.3453 | 61.23% | 5.478% | 33.29% | 4 | NWGF 98% | -75.1236 | 29.6% | 35.35% | 35.05% | 4 | NWGF 98% | 84.0411 | 41.35% | 6.015% | 52.63% | 4 | NWGF 98% | 584.0234 | 23.91% | 32.61% | 43.48%
Simulation Results Rest of Country |  |  |  | SNOPR Scenario Int-11.55 |  | Residential - Rest of Country - Replacement |  |  |  | SNOPR Scenario Int-11.55 |  | Residential - Rest of Country - New |  |  |  | SNOPR Scenario Int-11.55 |  | Commercial - Rest of Country - Repl |  |  |  | SNOPR Scenario Int-11.55 |  | Commercial - Rest of Country - New |  |  |  | SNOPR Scenario Int-11.55
|  | LCC | Net | No | Net |  |  | LCC | Net | No | Net |  |  | LCC | Net | No | Net |  |  | LCC | Net | No | Net |  |  | LCC | Net | No | Net
Level | Description | Savings | Cost | Impact | Benefit | Level | Description | Savings | Cost | Impact | Benefit | Level | Description | Savings | Cost | Impact | Benefit | Level | Description | Savings | Cost | Impact | Benefit | Level | Description | Savings | Cost | Impact | Benefit
NWGF | [5 empty] | NWGF | [5 empty] | NWGF | [5 empty] | NWGF | [5 empty] | NWGF
0 | NWGF 80% |  |  | 100% |  | 0 | NWGF 80% |  |  | 100% |  | 0 | NWGF 80% |  |  | 100% |  | 0 | NWGF 80% |  |  | 100% |  | 0 | NWGF 80% |  |  | 100%
1 | NWGF 90% | -52.1127 | 18.68% | 69.86% | 11.47% | 1 | NWGF 90% | -63.2755 | 24.32% | 63.14% | 12.54% | 1 | NWGF 90% | 413.2195 | 0.4405% | 91.1% | 8.458% | 1 | NWGF 90% | -384 | 39.74% | 50% | 10.26% | 1 | NWGF 90% | 500.8 | 0% | 96.15% | 3.846%
2 | NWGF 92% | -5.6703 | 20.93% | 64.39% | 14.68% | 2 | NWGF 92% | -34.2027 | 26.69% | 57.68% | 15.63% | 2 | NWGF 92% | 354.2052 | 1.938% | 85.9% | 12.16% | 2 | NWGF 92% | -334.8509 | 43.59% | 43.59% | 12.82% | 2 | NWGF 92% | 475.43 | 0% | 96.15% | 3.846%
3 | NWGF 95% | 28.1213 | 32.29% | 43.71% | 23.99% | 3 | NWGF 95% | -56.6333 | 39.31% | 37.38% | 23.31% | 3 | NWGF 95% | 519.2956 | 7.93% | 66.52% | 25.55% | 3 | NWGF 95% | -270.1058 | 55.13% | 24.36% | 20.51% | 3 | NWGF 95% | 1209.521 | 0% | 61.54% | 38.46%
4 | NWGF 98% | -8.3076 | 37.93% | 34.61% | 27.46% | 4 | NWGF 98% | -96.223 | 43.41% | 31.31% | 25.27% | 4 | NWGF 98% | 396.7855 | 17.53% | 49.34% | 33.13% | 4 | NWGF 98% | -299.0564 | 58.97% | 17.95% | 23.08% | 4 | NWGF 98% | 640.5352 | 19.23% | 23.08% | 57.69%
Senior Only |  |  |  | SNOPR Scenario Int-11.55 |  | Senior Only - North |  |  |  | SNOPR Scenario Int-11.55 |  | Senior Only - Rest of Country |  |  |  | SNOPR Scenario Int-11.55
|  | LCC | Net | No | Net |  |  | LCC | Net | No | Net |  |  | LCC | Net | No | Net
Level | Description | Savings | Cost | Impact | Benefit | Level | Description | Savings | Cost | Impact | Benefit | Level | Description | Savings | Cost | Impact | Benefit
NWGF | [5 empty] | NWGF | [5 empty] | NWGF
0 | NWGF 80% |  |  | 100% |  | 0 | NWGF 80% |  |  | 100% |  | 0 | NWGF 80% |  |  | 100%
1 | NWGF 90% | -204.6442 | 14.09% | 80.55% | 5.361% | 1 | NWGF 90% | -468.7807 | 7.557% | 89.42% | 3.023% | 1 | NWGF 90% | -107.1 | 21.94% | 69.89% | 8.169%
2 | NWGF 92% | -139.4565 | 16.29% | 75.74% | 7.973% | 2 | NWGF 92% | -291.5019 | 9.824% | 84.38% | 5.793% | 2 | NWGF 92% | -66.8126 | 24.05% | 65.36% | 10.59%
3 | NWGF 95% | -85.7995 | 28.73% | 54.91% | 16.36% | 3 | NWGF 95% | -233.387 | 21.41% | 65.49% | 13.1% | 3 | NWGF 95% | 11.3158 | 37.52% | 42.21% | 20.27%
4 | NWGF 98% | -29.8539 | 49% | 21.31% | 29.69% | 4 | NWGF 98% | -31.9385 | 52.39% | 11.71% | 35.89% | 4 | NWGF 98% | -26.8045 | 44.93% | 32.83% | 22.24%
Low Income Only |  |  |  | SNOPR Scenario Int-11.55 |  | Low Income Only - North |  |  |  | SNOPR Scenario Int-11.55 |  | Low Income Only - Rest of Country |  |  |  | SNOPR Scenario Int-11.55
|  | LCC | Net | No | Net |  |  | LCC | Net | No | Net |  |  | LCC | Net | No | Net
Level | Description | Savings | Cost | Impact | Benefit | Level | Description | Savings | Cost | Impact | Benefit | Level | Description | Savings | Cost | Impact | Benefit
NWGF | [5 empty] | NWGF | [5 empty] | NWGF
0 | NWGF 80% |  |  | 100% |  | 0 | NWGF 80% |  |  | 100% |  | 0 | NWGF 80% |  |  | 100%
1 | NWGF 90% | -579.9431 | 18.16% | 74.72% | 7.117% | 1 | NWGF 90% | -1815.9151 | 9.297% | 88.89% | 1.814% | 1 | NWGF 90% | -255.0226 | 28.61% | 58.02% | 13.37%
2 | NWGF 92% | -541.1122 | 21.1% | 70.31% | 8.589% | 2 | NWGF 92% | -1329.4792 | 12.93% | 83.22% | 3.855% | 2 | NWGF 92% | -251.6634 | 30.75% | 55.08% | 14.17%
3 | NWGF 95% | -532.4854 | 34.48% | 50.92% | 14.6% | 3 | NWGF 95% | -914.6226 | 30.61% | 60.54% | 8.844% | 3 | NWGF 95% | -278.6887 | 39.04% | 39.57% | 21.39%
4 | NWGF 98% | -286.4033 | 53.37% | 21.72% | 24.91% | 4 | NWGF 98% | -307.3228 | 62.81% | 9.751% | 27.44% | 4 | NWGF 98% | -256.593 | 42.25% | 35.83% | 21.93%

## Scenario Int-12
Simulation Results NATIONAL - 10000 samples |  |  |  | SNOPR Scenario Int-12 |  | Residential - Replacement |  |  |  | SNOPR Scenario Int-12 |  | Residential - New |  |  |  | SNOPR Scenario Int-12 |  | Commercial Replacement - 10000 samples |  |  |  | SNOPR Scenario Int-12 |  | Commercial New - 10000 samples |  |  |  | SNOPR Scenario Int-12 |  | Replacement |  |  |  | SNOPR Scenario Int-12 |  | New |  |  |  | SNOPR Scenario Int-12
|  | LCC | Net | No | Net |  |  | LCC | Net | No | Net |  |  | LCC | Net | No | Net |  |  | LCC | Net | No | Net |  |  | LCC | Net | No | Net |  |  | LCC | Net | No | Net |  |  | LCC | Net | No | Net
Level | Description | Savings | Cost | Impact | Benefit | Level | Description | Savings | Cost | Impact | Benefit | Level | Description | Savings | Cost | Impact | Benefit | Level | Description | Savings | Cost | Impact | Benefit | Level | Description | Savings | Cost | Impact | Benefit | Level | Description | Savings | Cost | Impact | Benefit | Level | Description | Savings | Cost | Impact | Benefit
NWGF | [5 empty] | NWGF | [5 empty] | NWGF | [5 empty] | NWGF | [5 empty] | NWGF | [5 empty] | NWGF | [5 empty] | NWGF
0 | NWGF 80% |  |  | 100% |  | 0 | NWGF 80% |  |  | 100% |  | 0 | NWGF 80% |  |  | 100% |  | 0 | NWGF 80% |  |  | 100% |  | 0 | NWGF 80% |  |  | 100% |  | 0 | NWGF 80% |  |  | 100% |  | 0 | NWGF 80% |  |  | 100%
1 | NWGF 90% | -228.6347 | 21.35% | 68.33% | 10.32% | 1 | NWGF 90% | -281.2386 | 28.09% | 62.01% | 9.902% | 1 | NWGF 90% | 282.0577 | 1.535% | 86.59% | 11.87% | 1 | NWGF 90% | -736.3151 | 29.86% | 63.98% | 6.161% | 1 | NWGF 90% | 1489.745 | 0% | 88.89% | 11.11% | 1 | NWGF 90% | -293.4727 | 28.14% | 62.06% | 9.796% | 1 | NWGF 90% | 310.4739 | 1.491% | 86.66% | 11.85%
2 | NWGF 92% | -179.3696 | 24.05% | 60.85% | 15.1% | 2 | NWGF 92% | -248.201 | 30.47% | 56.18% | 13.35% | 2 | NWGF 92% | 195.233 | 5.25% | 74.23% | 20.52% | 2 | NWGF 92% | -598.5313 | 32.23% | 57.82% | 9.953% | 2 | NWGF 92% | 934.696 | 1.389% | 79.17% | 19.44% | 2 | NWGF 92% | -257.7594 | 30.52% | 56.23% | 13.26% | 2 | NWGF 92% | 212.2191 | 5.141% | 74.37% | 20.49%
3 | NWGF 95% | -136.7153 | 37.33% | 38.22% | 24.45% | 3 | NWGF 95% | -216.1127 | 44.26% | 34.76% | 20.98% | 3 | NWGF 95% | 155.263 | 17.04% | 48.02% | 34.94% | 3 | NWGF 95% | -398.5131 | 45.97% | 37.44% | 16.59% | 3 | NWGF 95% | 830.5486 | 12.5% | 51.39% | 36.11% | 3 | NWGF 95% | -221.0708 | 44.31% | 34.84% | 20.85% | 3 | NWGF 95% | 173.1412 | 16.92% | 48.12% | 34.97%
4 | NWGF 98% | -114.3834 | 54% | 10.22% | 35.78% | 4 | NWGF 98% | -179.656 | 63.2% | 2.707% | 34.1% | 4 | NWGF 98% | 146.775 | 27.67% | 32.55% | 39.78% | 4 | NWGF 98% | -176.815 | 56.4% | 1.422% | 42.18% | 4 | NWGF 98% | 552.8296 | 27.78% | 23.61% | 48.61% | 4 | NWGF 98% | -179.5746 | 63% | 2.67% | 34.33% | 4 | NWGF 98% | 159.7216 | 27.67% | 32.3% | 40.03%
Simulation Results NORTH |  |  |  | SNOPR Scenario Int-12 |  | Residential - North - Replacement |  |  |  | SNOPR Scenario Int-12 |  | Residential - North - New |  |  |  | SNOPR Scenario Int-12 |  | Commercial - North - Replacement |  |  |  | SNOPR Scenario Int-12 |  | Commercial - North - New |  |  |  | SNOPR Scenario Int-12
|  | LCC | Net | No | Net |  |  | LCC | Net | No | Net |  |  | LCC | Net | No | Net |  |  | LCC | Net | No | Net |  |  | LCC | Net | No | Net
Level | Description | Savings | Cost | Impact | Benefit | Level | Description | Savings | Cost | Impact | Benefit | Level | Description | Savings | Cost | Impact | Benefit | Level | Description | Savings | Cost | Impact | Benefit | Level | Description | Savings | Cost | Impact | Benefit
NWGF | [5 empty] | NWGF | [5 empty] | NWGF | [5 empty] | NWGF | [5 empty] | NWGF
0 | NWGF 80% |  |  | 100% |  | 0 | NWGF 80% |  |  | 100% |  | 0 | NWGF 80% |  |  | 100% |  | 0 | NWGF 80% |  |  | 100% |  | 0 | NWGF 80% |  |  | 100%
1 | NWGF 90% | -562.1253 | 10.57% | 84.94% | 4.491% | 1 | NWGF 90% | -828.4247 | 13.6% | 85.05% | 1.35% | 1 | NWGF 90% | 157.7275 | 2.088% | 84.86% | 13.05% | 1 | NWGF 90% | -1041.0048 | 13.53% | 82.71% | 3.759% | 1 | NWGF 90% | 1629.7757 | 0% | 84.78% | 15.22%
2 | NWGF 92% | -370.5938 | 13.55% | 77.11% | 9.341% | 2 | NWGF 92% | -613.9772 | 16.14% | 79.28% | 4.578% | 2 | NWGF 92% | 99.2299 | 6.413% | 71.22% | 22.37% | 2 | NWGF 92% | -663.9977 | 15.79% | 76.69% | 7.519% | 2 | NWGF 92% | 1038.0808 | 2.174% | 71.74% | 26.09%
3 | NWGF 95% | -249.2147 | 28.38% | 53.92% | 17.7% | 3 | NWGF 95% | -381.0993 | 30.54% | 58.53% | 10.93% | 3 | NWGF 95% | -14.5232 | 22.45% | 40.94% | 36.61% | 3 | NWGF 95% | -282.7898 | 30.83% | 55.64% | 13.53% | 3 | NWGF 95% | 699.4704 | 17.39% | 47.83% | 34.78%
4 | NWGF 98% | -123.9624 | 53.97% | 10.76% | 35.27% | 4 | NWGF 98% | -151.7915 | 63.03% | 2.726% | 34.24% | 4 | NWGF 98% | -59.6955 | 30.35% | 33.56% | 36.09% | 4 | NWGF 98% | 46.4943 | 45.11% | 2.256% | 52.63% | 4 | NWGF 98% | 590.9894 | 23.91% | 30.43% | 45.65%
Simulation Results Rest of Country |  |  |  | SNOPR Scenario Int-12 |  | Residential - Rest of Country - Replacement |  |  |  | SNOPR Scenario Int-12 |  | Residential - Rest of Country - New |  |  |  | SNOPR Scenario Int-12 |  | Commercial - Rest of Country - Repl |  |  |  | SNOPR Scenario Int-12 |  | Commercial - Rest of Country - New |  |  |  | SNOPR Scenario Int-12
|  | LCC | Net | No | Net |  |  | LCC | Net | No | Net |  |  | LCC | Net | No | Net |  |  | LCC | Net | No | Net |  |  | LCC | Net | No | Net
Level | Description | Savings | Cost | Impact | Benefit | Level | Description | Savings | Cost | Impact | Benefit | Level | Description | Savings | Cost | Impact | Benefit | Level | Description | Savings | Cost | Impact | Benefit | Level | Description | Savings | Cost | Impact | Benefit
NWGF | [5 empty] | NWGF | [5 empty] | NWGF | [5 empty] | NWGF | [5 empty] | NWGF
0 | NWGF 80% |  |  | 100% |  | 0 | NWGF 80% |  |  | 100% |  | 0 | NWGF 80% |  |  | 100% |  | 0 | NWGF 80% |  |  | 100% |  | 0 | NWGF 80% |  |  | 100%
1 | NWGF 90% | -116.2981 | 33.5% | 49.61% | 16.89% | 1 | NWGF 90% | -139.8112 | 43.91% | 36.86% | 19.24% | 1 | NWGF 90% | 477.7092 | 0.8811% | 88.63% | 10.48% | 1 | NWGF 90% | -604.0913 | 57.69% | 32.05% | 10.26% | 1 | NWGF 90% | 509.53 | 0% | 96.15% | 3.846%
2 | NWGF 92% | -93.5239 | 35.89% | 42.52% | 21.59% | 2 | NWGF 92% | -128.3672 | 46.1% | 30.96% | 22.93% | 2 | NWGF 92% | 342.2854 | 3.877% | 77.8% | 18.33% | 2 | NWGF 92% | -563.5407 | 60.26% | 25.64% | 14.1% | 2 | NWGF 92% | 262.695 | 0% | 92.31% | 7.692%
3 | NWGF 95% | -63.1812 | 47.42% | 20.53% | 32.06% | 3 | NWGF 95% | -134.2204 | 59.24% | 8.81% | 31.95% | 3 | NWGF 95% | 426.921 | 10.66% | 56.39% | 32.95% | 3 | NWGF 95% | -492.0429 | 71.79% | 6.41% | 21.79% | 3 | NWGF 95% | 1116.5373 | 3.846% | 57.69% | 38.46%
4 | NWGF 98% | -103.7222 | 54.03% | 9.615% | 36.35% | 4 | NWGF 98% | -210.0597 | 63.37% | 2.686% | 33.94% | 4 | NWGF 98% | 382.9305 | 24.49% | 31.37% | 44.14% | 4 | NWGF 98% | -548.9971 | 75.64% | 0% | 24.36% | 4 | NWGF 98% | 499.7378 | 34.62% | 11.54% | 53.85%
Senior Only |  |  |  | SNOPR Scenario Int-12 |  | Senior Only - North |  |  |  | SNOPR Scenario Int-12 |  | Senior Only - Rest of Country |  |  |  | SNOPR Scenario Int-12
|  | LCC | Net | No | Net |  |  | LCC | Net | No | Net |  |  | LCC | Net | No | Net
Level | Description | Savings | Cost | Impact | Benefit | Level | Description | Savings | Cost | Impact | Benefit | Level | Description | Savings | Cost | Impact | Benefit
NWGF | [5 empty] | NWGF | [5 empty] | NWGF
0 | NWGF 80% |  |  | 100% |  | 0 | NWGF 80% |  |  | 100% |  | 0 | NWGF 80% |  |  | 100%
1 | NWGF 90% | -245.5896 | 20.76% | 71.27% | 7.973% | 1 | NWGF 90% | -501.7399 | 9.068% | 87.66% | 3.275% | 1 | NWGF 90% | -167.1435 | 34.8% | 51.59% | 13.62%
2 | NWGF 92% | -185.2865 | 23.16% | 65.36% | 11.48% | 2 | NWGF 92% | -294.3915 | 11.34% | 81.86% | 6.801% | 2 | NWGF 92% | -141.6445 | 37.37% | 45.54% | 17.1%
3 | NWGF 95% | -133.3401 | 36.15% | 43.3% | 20.55% | 3 | NWGF 95% | -219.6551 | 23.8% | 61.96% | 14.23% | 3 | NWGF 95% | -83.4986 | 50.98% | 20.88% | 28.14%
4 | NWGF 98% | -66.5708 | 56.98% | 8.797% | 34.23% | 4 | NWGF 98% | -39.7495 | 54.53% | 8.06% | 37.41% | 4 | NWGF 98% | -99.3673 | 59.91% | 9.682% | 30.41%
Low Income Only |  |  |  | SNOPR Scenario Int-12 |  | Low Income Only - North |  |  |  | SNOPR Scenario Int-12 |  | Low Income Only - Rest of Country |  |  |  | SNOPR Scenario Int-12
|  | LCC | Net | No | Net |  |  | LCC | Net | No | Net |  |  | LCC | Net | No | Net
Level | Description | Savings | Cost | Impact | Benefit | Level | Description | Savings | Cost | Impact | Benefit | Level | Description | Savings | Cost | Impact | Benefit
NWGF | [5 empty] | NWGF | [5 empty] | NWGF
0 | NWGF 80% |  |  | 100% |  | 0 | NWGF 80% |  |  | 100% |  | 0 | NWGF 80% |  |  | 100%
1 | NWGF 90% | -635.8139 | 27.12% | 62.7% | 10.18% | 1 | NWGF 90% | -1884.4324 | 11.11% | 86.85% | 2.041% | 1 | NWGF 90% | -341.4242 | 45.99% | 34.22% | 19.79%
2 | NWGF 92% | -583.089 | 30.18% | 57.55% | 12.27% | 2 | NWGF 92% | -1313.8971 | 15.19% | 80.95% | 3.855% | 2 | NWGF 92% | -348.7842 | 47.86% | 29.95% | 22.19%
3 | NWGF 95% | -561.9594 | 44.17% | 36.93% | 18.9% | 3 | NWGF 95% | -921.4214 | 33.33% | 57.37% | 9.297% | 3 | NWGF 95% | -354.6622 | 56.95% | 12.83% | 30.21%
4 | NWGF 98% | -367.9884 | 63.68% | 6.503% | 29.82% | 4 | NWGF 98% | -352.2122 | 65.76% | 6.122% | 28.12% | 4 | NWGF 98% | -386.7566 | 61.23% | 6.952% | 31.82%

## Scenario Int-12.55
Simulation Results NATIONAL - 10000 samples |  |  |  | SNOPR Scenario Int-12.55 |  | Residential - Replacement |  |  |  | SNOPR Scenario Int-12.55 |  | Residential - New |  |  |  | SNOPR Scenario Int-12.55 |  | Commercial Replacement - 10000 samples |  |  |  | SNOPR Scenario Int-12.55 |  | Commercial New - 10000 samples |  |  |  | SNOPR Scenario Int-12.55 |  | Replacement |  |  |  | SNOPR Scenario Int-12.55 |  | New |  |  |  | SNOPR Scenario Int-12.55
|  | LCC | Net | No | Net |  |  | LCC | Net | No | Net |  |  | LCC | Net | No | Net |  |  | LCC | Net | No | Net |  |  | LCC | Net | No | Net |  |  | LCC | Net | No | Net |  |  | LCC | Net | No | Net
Level | Description | Savings | Cost | Impact | Benefit | Level | Description | Savings | Cost | Impact | Benefit | Level | Description | Savings | Cost | Impact | Benefit | Level | Description | Savings | Cost | Impact | Benefit | Level | Description | Savings | Cost | Impact | Benefit | Level | Description | Savings | Cost | Impact | Benefit | Level | Description | Savings | Cost | Impact | Benefit
NWGF | [5 empty] | NWGF | [5 empty] | NWGF | [5 empty] | NWGF | [5 empty] | NWGF | [5 empty] | NWGF | [5 empty] | NWGF
0 | NWGF 80% |  |  | 100% |  | 0 | NWGF 80% |  |  | 100% |  | 0 | NWGF 80% |  |  | 100% |  | 0 | NWGF 80% |  |  | 100% |  | 0 | NWGF 80% |  |  | 100% |  | 0 | NWGF 80% |  |  | 100% |  | 0 | NWGF 80% |  |  | 100%
1 | NWGF 90% | -229.9015 | 13.85% | 78.51% | 7.64% | 1 | NWGF 90% | -257.889 | 18.13% | 75.35% | 6.518% | 1 | NWGF 90% | 301.8248 | 1.09% | 87.96% | 10.95% | 1 | NWGF 90% | -586.3892 | 21.33% | 72.51% | 6.161% | 1 | NWGF 90% | 1489.745 | 0% | 88.89% | 11.11% | 1 | NWGF 90% | -266.9531 | 18.22% | 75.27% | 6.508% | 1 | NWGF 90% | 331.6159 | 1.06% | 87.99% | 10.95%
2 | NWGF 92% | -157.0169 | 16.37% | 71.92% | 11.71% | 2 | NWGF 92% | -212.488 | 20.45% | 69.96% | 9.584% | 2 | NWGF 92% | 214.0014 | 4.039% | 78.23% | 17.73% | 2 | NWGF 92% | -430.854 | 23.7% | 66.35% | 9.953% | 2 | NWGF 92% | 998.635 | 1.389% | 80.56% | 18.06% | 2 | NWGF 92% | -218.6845 | 20.54% | 69.86% | 9.595% | 2 | NWGF 92% | 232.6515 | 3.964% | 78.3% | 17.74%
3 | NWGF 95% | -105.0334 | 29.41% | 50.16% | 20.43% | 3 | NWGF 95% | -173.3087 | 33.86% | 49.54% | 16.6% | 3 | NWGF 95% | 151.0922 | 14.98% | 53.92% | 31.1% | 3 | NWGF 95% | -232.963 | 36.97% | 46.45% | 16.59% | 3 | NWGF 95% | 859.5921 | 9.722% | 54.17% | 36.11% | 3 | NWGF 95% | -174.9868 | 33.95% | 49.45% | 16.6% | 3 | NWGF 95% | 170.8211 | 14.84% | 53.92% | 31.24%
4 | NWGF 98% | -81.7686 | 45.82% | 23.09% | 31.09% | 4 | NWGF 98% | -133.5908 | 52.91% | 17.83% | 29.26% | 4 | NWGF 98% | 133.6397 | 24.03% | 41.6% | 34.37% | 4 | NWGF 98% | -36.7798 | 47.39% | 10.43% | 42.18% | 4 | NWGF 98% | 584.9392 | 23.61% | 29.17% | 47.22% | 4 | NWGF 98% | -130.715 | 52.75% | 17.62% | 29.63% | 4 | NWGF 98% | 148.9233 | 24.02% | 41.25% | 34.73%
Simulation Results NORTH |  |  |  | SNOPR Scenario Int-12.55 |  | Residential - North - Replacement |  |  |  | SNOPR Scenario Int-12.55 |  | Residential - North - New |  |  |  | SNOPR Scenario Int-12.55 |  | Commercial - North - Replacement |  |  |  | SNOPR Scenario Int-12.55 |  | Commercial - North - New |  |  |  | SNOPR Scenario Int-12.55
|  | LCC | Net | No | Net |  |  | LCC | Net | No | Net |  |  | LCC | Net | No | Net |  |  | LCC | Net | No | Net |  |  | LCC | Net | No | Net
Level | Description | Savings | Cost | Impact | Benefit | Level | Description | Savings | Cost | Impact | Benefit | Level | Description | Savings | Cost | Impact | Benefit | Level | Description | Savings | Cost | Impact | Benefit | Level | Description | Savings | Cost | Impact | Benefit
NWGF | [5 empty] | NWGF | [5 empty] | NWGF | [5 empty] | NWGF | [5 empty] | NWGF
0 | NWGF 80% |  |  | 100% |  | 0 | NWGF 80% |  |  | 100% |  | 0 | NWGF 80% |  |  | 100% |  | 0 | NWGF 80% |  |  | 100% |  | 0 | NWGF 80% |  |  | 100%
1 | NWGF 90% | -552.7287 | 9.436% | 86.3% | 4.265% | 1 | NWGF 90% | -810.0643 | 12.25% | 86.66% | 1.085% | 1 | NWGF 90% | 189.4315 | 1.715% | 85.38% | 12.9% | 1 | NWGF 90% | -1002.4833 | 10.53% | 85.71% | 3.759% | 1 | NWGF 90% | 1629.7757 | 0% | 84.78% | 15.22%
2 | NWGF 92% | -350.6097 | 12.32% | 78.64% | 9.039% | 2 | NWGF 92% | -592.1032 | 14.66% | 81.16% | 4.181% | 2 | NWGF 92% | 114.2272 | 5.966% | 72.04% | 22% | 2 | NWGF 92% | -600.881 | 12.78% | 79.7% | 7.519% | 2 | NWGF 92% | 1038.0808 | 2.174% | 71.74% | 26.09%
3 | NWGF 95% | -233.5146 | 26.85% | 55.82% | 17.32% | 3 | NWGF 95% | -363.1706 | 28.63% | 60.92% | 10.45% | 3 | NWGF 95% | -6.8562 | 21.55% | 42.36% | 36.09% | 3 | NWGF 95% | -206.7456 | 27.07% | 59.4% | 13.53% | 3 | NWGF 95% | 703.7513 | 15.22% | 50% | 34.78%
4 | NWGF 98% | -110.1798 | 52.22% | 12.95% | 34.84% | 4 | NWGF 98% | -139.0335 | 60.92% | 5.478% | 33.61% | 4 | NWGF 98% | -44.4752 | 29.16% | 35.35% | 35.5% | 4 | NWGF 98% | 92.5773 | 41.35% | 6.015% | 52.63% | 4 | NWGF 98% | 599.4159 | 21.74% | 32.61% | 45.65%
Simulation Results Rest of Country |  |  |  | SNOPR Scenario Int-12.55 |  | Residential - Rest of Country - Replacement |  |  |  | SNOPR Scenario Int-12.55 |  | Residential - Rest of Country - New |  |  |  | SNOPR Scenario Int-12.55 |  | Commercial - Rest of Country - Repl |  |  |  | SNOPR Scenario Int-12.55 |  | Commercial - Rest of Country - New |  |  |  | SNOPR Scenario Int-12.55
|  | LCC | Net | No | Net |  |  | LCC | Net | No | Net |  |  | LCC | Net | No | Net |  |  | LCC | Net | No | Net |  |  | LCC | Net | No | Net
Level | Description | Savings | Cost | Impact | Benefit | Level | Description | Savings | Cost | Impact | Benefit | Level | Description | Savings | Cost | Impact | Benefit | Level | Description | Savings | Cost | Impact | Benefit | Level | Description | Savings | Cost | Impact | Benefit
NWGF | [5 empty] | NWGF | [5 empty] | NWGF | [5 empty] | NWGF | [5 empty] | NWGF
0 | NWGF 80% |  |  | 100% |  | 0 | NWGF 80% |  |  | 100% |  | 0 | NWGF 80% |  |  | 100% |  | 0 | NWGF 80% |  |  | 100% |  | 0 | NWGF 80% |  |  | 100%
1 | NWGF 90% | -65.1984 | 18.83% | 69.73% | 11.44% | 1 | NWGF 90% | -81.0595 | 24.55% | 63% | 12.45% | 1 | NWGF 90% | 501.5237 | 0.3524% | 91.01% | 8.634% | 1 | NWGF 90% | -373.2678 | 39.74% | 50% | 10.26% | 1 | NWGF 90% | 509.53 | 0% | 96.15% | 3.846%
2 | NWGF 92% | -26.2609 | 20.93% | 64.35% | 14.72% | 2 | NWGF 92% | -59.6882 | 26.78% | 57.74% | 15.48% | 2 | NWGF 92% | 405.4463 | 1.762% | 85.55% | 12.69% | 2 | NWGF 92% | -323.663 | 42.31% | 43.59% | 14.1% | 2 | NWGF 92% | 485.84 | 0% | 96.15% | 3.846%
3 | NWGF 95% | 8.7671 | 32.29% | 43.78% | 23.93% | 3 | NWGF 95% | -60.917 | 39.57% | 37.12% | 23.31% | 3 | NWGF 95% | 449.3109 | 7.225% | 67.58% | 25.2% | 3 | NWGF 95% | -257.8695 | 53.85% | 24.36% | 21.79% | 3 | NWGF 95% | 1233.61 | 0% | 61.54% | 38.46%
4 | NWGF 98% | -39.1887 | 38.61% | 34.52% | 26.87% | 4 | NWGF 98% | -126.4319 | 44.17% | 31.31% | 24.52% | 4 | NWGF 98% | 375.6646 | 17.97% | 48.99% | 33.04% | 4 | NWGF 98% | -287.6542 | 57.69% | 17.95% | 24.36% | 4 | NWGF 98% | 562.8795 | 26.92% | 23.08% | 50%
Senior Only |  |  |  | SNOPR Scenario Int-12.55 |  | Senior Only - North |  |  |  | SNOPR Scenario Int-12.55 |  | Senior Only - Rest of Country |  |  |  | SNOPR Scenario Int-12.55
|  | LCC | Net | No | Net |  |  | LCC | Net | No | Net |  |  | LCC | Net | No | Net
Level | Description | Savings | Cost | Impact | Benefit | Level | Description | Savings | Cost | Impact | Benefit | Level | Description | Savings | Cost | Impact | Benefit
NWGF | [5 empty] | NWGF | [5 empty] | NWGF
0 | NWGF 80% |  |  | 100% |  | 0 | NWGF 80% |  |  | 100% |  | 0 | NWGF 80% |  |  | 100%
1 | NWGF 90% | -221.8611 | 14.09% | 80.48% | 5.43% | 1 | NWGF 90% | -476.5574 | 7.683% | 89.42% | 2.897% | 1 | NWGF 90% | -128.1917 | 21.79% | 69.74% | 8.472%
2 | NWGF 92% | -167.2117 | 15.88% | 75.81% | 8.316% | 2 | NWGF 92% | -307.1713 | 9.572% | 84.38% | 6.045% | 2 | NWGF 92% | -100.3421 | 23.45% | 65.51% | 11.04%
3 | NWGF 95% | -116.0678 | 28.32% | 54.98% | 16.7% | 3 | NWGF 95% | -237.7573 | 21.54% | 65.37% | 13.1% | 3 | NWGF 95% | -35.1343 | 36.46% | 42.51% | 21.03%
4 | NWGF 98% | -33.6968 | 49.07% | 21.31% | 29.62% | 4 | NWGF 98% | -35.7689 | 52.39% | 11.71% | 35.89% | 4 | NWGF 98% | -30.6657 | 45.08% | 32.83% | 22.09%
Low Income Only |  |  |  | SNOPR Scenario Int-12.55 |  | Low Income Only - North |  |  |  | SNOPR Scenario Int-12.55 |  | Low Income Only - Rest of Country |  |  |  | SNOPR Scenario Int-12.55
|  | LCC | Net | No | Net |  |  | LCC | Net | No | Net |  |  | LCC | Net | No | Net
Level | Description | Savings | Cost | Impact | Benefit | Level | Description | Savings | Cost | Impact | Benefit | Level | Description | Savings | Cost | Impact | Benefit
NWGF | [5 empty] | NWGF | [5 empty] | NWGF
0 | NWGF 80% |  |  | 100% |  | 0 | NWGF 80% |  |  | 100% |  | 0 | NWGF 80% |  |  | 100%
1 | NWGF 90% | -572.8123 | 18.04% | 74.72% | 7.239% | 1 | NWGF 90% | -1838.4798 | 9.07% | 88.89% | 2.041% | 1 | NWGF 90% | -240.0853 | 28.61% | 58.02% | 13.37%
2 | NWGF 92% | -554.0627 | 21.23% | 70.31% | 8.466% | 2 | NWGF 92% | -1244.9262 | 12.93% | 83.22% | 3.855% | 2 | NWGF 92% | -300.4123 | 31.02% | 55.08% | 13.9%
3 | NWGF 95% | -534.9775 | 34.48% | 50.92% | 14.6% | 3 | NWGF 95% | -886.392 | 30.39% | 60.54% | 9.07% | 3 | NWGF 95% | -299.8103 | 39.3% | 39.57% | 21.12%
4 | NWGF 98% | -311.39 | 53.5% | 21.72% | 24.79% | 4 | NWGF 98% | -310.6303 | 62.36% | 9.751% | 27.89% | 4 | NWGF 98% | -312.4688 | 43.05% | 35.83% | 21.12%

## Scenario Int-13
Simulation Results NATIONAL - 10000 samples |  |  |  | SNOPR Scenario Int-13 |  | Residential - Replacement |  |  |  | SNOPR Scenario Int-13 |  | Residential - New |  |  |  | SNOPR Scenario Int-13 |  | Commercial Replacement - 10000 samples |  |  |  | SNOPR Scenario Int-13 |  | Commercial New - 10000 samples |  |  |  | SNOPR Scenario Int-13 |  | Replacement |  |  |  | SNOPR Scenario Int-13 |  | New |  |  |  | SNOPR Scenario Int-13
|  | LCC | Net | No | Net |  |  | LCC | Net | No | Net |  |  | LCC | Net | No | Net |  |  | LCC | Net | No | Net |  |  | LCC | Net | No | Net |  |  | LCC | Net | No | Net |  |  | LCC | Net | No | Net
Level | Description | Savings | Cost | Impact | Benefit | Level | Description | Savings | Cost | Impact | Benefit | Level | Description | Savings | Cost | Impact | Benefit | Level | Description | Savings | Cost | Impact | Benefit | Level | Description | Savings | Cost | Impact | Benefit | Level | Description | Savings | Cost | Impact | Benefit | Level | Description | Savings | Cost | Impact | Benefit
NWGF | [5 empty] | NWGF | [5 empty] | NWGF | [5 empty] | NWGF | [5 empty] | NWGF | [5 empty] | NWGF | [5 empty] | NWGF
0 | NWGF 80% |  |  | 100% |  | 0 | NWGF 80% |  |  | 100% |  | 0 | NWGF 80% |  |  | 100% |  | 0 | NWGF 80% |  |  | 100% |  | 0 | NWGF 80% |  |  | 100% |  | 0 | NWGF 80% |  |  | 100% |  | 0 | NWGF 80% |  |  | 100%
1 | NWGF 90% | -191.5582 | 19.52% | 70.41% | 10.07% | 1 | NWGF 90% | -242.6501 | 25.63% | 64.54% | 9.833% | 1 | NWGF 90% | 280.1392 | 1.333% | 87.52% | 11.15% | 1 | NWGF 90% | -567.3664 | 29.86% | 64.93% | 5.213% | 1 | NWGF 90% | 1465.83 | 0% | 88.89% | 11.11% | 1 | NWGF 90% | -251.7451 | 25.75% | 64.55% | 9.702% | 1 | NWGF 90% | 310.062 | 1.295% | 87.56% | 11.15%
2 | NWGF 92% | -137.7969 | 21.61% | 63.59% | 14.8% | 2 | NWGF 92% | -206.093 | 27.3% | 59.44% | 13.26% | 2 | NWGF 92% | 217.6457 | 4.685% | 75.44% | 19.87% | 2 | NWGF 92% | -541.2396 | 31.75% | 62.09% | 6.161% | 2 | NWGF 92% | 909.2156 | 1.389% | 77.78% | 20.83% | 2 | NWGF 92% | -214.9799 | 27.43% | 59.51% | 13.06% | 2 | NWGF 92% | 235.3782 | 4.592% | 75.51% | 19.9%
3 | NWGF 95% | -108.1154 | 35.03% | 41.88% | 23.09% | 3 | NWGF 95% | -177.9471 | 41.11% | 39.06% | 19.83% | 3 | NWGF 95% | 138.421 | 17.25% | 49.8% | 32.96% | 3 | NWGF 95% | -374.0615 | 43.13% | 42.65% | 14.22% | 3 | NWGF 95% | 860.5177 | 11.11% | 51.39% | 37.5% | 3 | NWGF 95% | -183.1809 | 41.17% | 39.16% | 19.67% | 3 | NWGF 95% | 158.1967 | 17.07% | 49.84% | 33.08%
4 | NWGF 98% | -95.3436 | 53.46% | 12.54% | 34% | 4 | NWGF 98% | -154.3786 | 62.28% | 5.248% | 32.47% | 4 | NWGF 98% | 140.8285 | 27.91% | 34.09% | 38% | 4 | NWGF 98% | -163.4247 | 57.82% | 5.687% | 36.49% | 4 | NWGF 98% | 518.6185 | 31.94% | 25% | 43.06% | 4 | NWGF 98% | -154.6335 | 62.16% | 5.26% | 32.58% | 4 | NWGF 98% | 152.9286 | 28.02% | 33.83% | 38.15%
Simulation Results NORTH |  |  |  | SNOPR Scenario Int-13 |  | Residential - North - Replacement |  |  |  | SNOPR Scenario Int-13 |  | Residential - North - New |  |  |  | SNOPR Scenario Int-13 |  | Commercial - North - Replacement |  |  |  | SNOPR Scenario Int-13 |  | Commercial - North - New |  |  |  | SNOPR Scenario Int-13
|  | LCC | Net | No | Net |  |  | LCC | Net | No | Net |  |  | LCC | Net | No | Net |  |  | LCC | Net | No | Net |  |  | LCC | Net | No | Net
Level | Description | Savings | Cost | Impact | Benefit | Level | Description | Savings | Cost | Impact | Benefit | Level | Description | Savings | Cost | Impact | Benefit | Level | Description | Savings | Cost | Impact | Benefit | Level | Description | Savings | Cost | Impact | Benefit
NWGF | [5 empty] | NWGF | [5 empty] | NWGF | [5 empty] | NWGF | [5 empty] | NWGF
0 | NWGF 80% |  |  | 100% |  | 0 | NWGF 80% |  |  | 100% |  | 0 | NWGF 80% |  |  | 100% |  | 0 | NWGF 80% |  |  | 100% |  | 0 | NWGF 80% |  |  | 100%
1 | NWGF 90% | -481.6709 | 11.32% | 83.88% | 4.793% | 1 | NWGF 90% | -688.8312 | 14.77% | 83.06% | 2.17% | 1 | NWGF 90% | 162.6459 | 1.864% | 86.06% | 12.08% | 1 | NWGF 90% | -606.7885 | 12.78% | 84.96% | 2.256% | 1 | NWGF 90% | 1603.6914 | 0% | 84.78% | 15.22%
2 | NWGF 92% | -319.6835 | 13.59% | 76.34% | 10.08% | 2 | NWGF 92% | -535.3982 | 16.67% | 77.53% | 5.795% | 2 | NWGF 92% | 136.5656 | 5.369% | 72.56% | 22.07% | 2 | NWGF 92% | -461.707 | 12.78% | 82.71% | 4.511% | 2 | NWGF 92% | 1002.3771 | 2.174% | 69.57% | 28.26%
3 | NWGF 95% | -240.2717 | 26.4% | 56.39% | 17.21% | 3 | NWGF 95% | -366.7353 | 27.81% | 61.13% | 11.06% | 3 | NWGF 95% | -34.3444 | 22.89% | 42.88% | 34.23% | 3 | NWGF 95% | -159.6948 | 25.56% | 60.9% | 13.53% | 3 | NWGF 95% | 753.2521 | 15.22% | 47.83% | 36.96%
4 | NWGF 98% | -141.5192 | 53.24% | 13.08% | 33.69% | 4 | NWGF 98% | -165.6689 | 61.97% | 5.345% | 32.68% | 4 | NWGF 98% | -103.4342 | 30.35% | 34.97% | 34.68% | 4 | NWGF 98% | 89.5576 | 45.86% | 6.015% | 48.12% | 4 | NWGF 98% | 617.5013 | 23.91% | 30.43% | 45.65%
Simulation Results Rest of Country |  |  |  | SNOPR Scenario Int-13 |  | Residential - Rest of Country - Replacement |  |  |  | SNOPR Scenario Int-13 |  | Residential - Rest of Country - New |  |  |  | SNOPR Scenario Int-13 |  | Commercial - Rest of Country - Repl |  |  |  | SNOPR Scenario Int-13 |  | Commercial - Rest of Country - New |  |  |  | SNOPR Scenario Int-13
|  | LCC | Net | No | Net |  |  | LCC | Net | No | Net |  |  | LCC | Net | No | Net |  |  | LCC | Net | No | Net |  |  | LCC | Net | No | Net
Level | Description | Savings | Cost | Impact | Benefit | Level | Description | Savings | Cost | Impact | Benefit | Level | Description | Savings | Cost | Impact | Benefit | Level | Description | Savings | Cost | Impact | Benefit | Level | Description | Savings | Cost | Impact | Benefit
NWGF | [5 empty] | NWGF | [5 empty] | NWGF | [5 empty] | NWGF | [5 empty] | NWGF
0 | NWGF 80% |  |  | 100% |  | 0 | NWGF 80% |  |  | 100% |  | 0 | NWGF 80% |  |  | 100% |  | 0 | NWGF 80% |  |  | 100% |  | 0 | NWGF 80% |  |  | 100%
1 | NWGF 90% | -73.8593 | 28.76% | 55.22% | 16.02% | 1 | NWGF 90% | -94.5402 | 37.49% | 44.31% | 18.2% | 1 | NWGF 90% | 460.2312 | 0.7048% | 89.25% | 10.04% | 1 | NWGF 90% | -552.7656 | 58.97% | 30.77% | 10.26% | 1 | NWGF 90% | 500.8 | 0% | 96.15% | 3.846%
2 | NWGF 92% | -42.2435 | 30.65% | 49.22% | 20.12% | 2 | NWGF 92% | -72.1944 | 38.91% | 39.69% | 21.4% | 2 | NWGF 92% | 341.9685 | 3.877% | 78.85% | 17.27% | 2 | NWGF 92% | -573.3318 | 64.1% | 26.92% | 8.974% | 2 | NWGF 92% | 257.085 | 0% | 92.31% | 7.692%
3 | NWGF 95% | -20.8794 | 44.76% | 25.53% | 29.72% | 3 | NWGF 95% | -83.7454 | 55.63% | 14.96% | 29.4% | 3 | NWGF 95% | 415.8597 | 10.57% | 57.97% | 31.45% | 3 | NWGF 95% | -535.6132 | 73.08% | 11.54% | 15.38% | 3 | NWGF 95% | 1094.5518 | 3.846% | 57.69% | 38.46%
4 | NWGF 98% | -43.9705 | 53.71% | 11.93% | 34.35% | 4 | NWGF 98% | -142.0809 | 62.62% | 5.142% | 32.24% | 4 | NWGF 98% | 421.0879 | 25.02% | 33.04% | 41.94% | 4 | NWGF 98% | -590.7597 | 78.21% | 5.128% | 16.67% | 4 | NWGF 98% | 374.7891 | 46.15% | 15.38% | 38.46%
Senior Only |  |  |  | SNOPR Scenario Int-13 |  | Senior Only - North |  |  |  | SNOPR Scenario Int-13 |  | Senior Only - Rest of Country |  |  |  | SNOPR Scenario Int-13
|  | LCC | Net | No | Net |  |  | LCC | Net | No | Net |  |  | LCC | Net | No | Net
Level | Description | Savings | Cost | Impact | Benefit | Level | Description | Savings | Cost | Impact | Benefit | Level | Description | Savings | Cost | Impact | Benefit
NWGF | [5 empty] | NWGF | [5 empty] | NWGF
0 | NWGF 80% |  |  | 100% |  | 0 | NWGF 80% |  |  | 100% |  | 0 | NWGF 80% |  |  | 100%
1 | NWGF 90% | -134.4609 | 19.24% | 72.44% | 8.316% | 1 | NWGF 90% | -371.1655 | 9.95% | 86.02% | 4.03% | 1 | NWGF 90% | -43.8601 | 30.41% | 56.13% | 13.46%
2 | NWGF 92% | -56.7843 | 21.24% | 66.94% | 11.82% | 2 | NWGF 92% | -185.5294 | 11.71% | 80.35% | 7.935% | 2 | NWGF 92% | 5.0134 | 32.68% | 50.83% | 16.49%
3 | NWGF 95% | -55.2654 | 34.02% | 46.25% | 19.73% | 3 | NWGF 95% | -178.3038 | 22.04% | 63.6% | 14.36% | 3 | NWGF 95% | 16.8606 | 48.41% | 25.42% | 26.17%
4 | NWGF 98% | -26.1654 | 54.78% | 11.2% | 34.02% | 4 | NWGF 98% | -33.7324 | 51.76% | 10.45% | 37.78% | 4 | NWGF 98% | -16.9052 | 58.4% | 12.1% | 29.5%
Low Income Only |  |  |  | SNOPR Scenario Int-13 |  | Low Income Only - North |  |  |  | SNOPR Scenario Int-13 |  | Low Income Only - Rest of Country |  |  |  | SNOPR Scenario Int-13
|  | LCC | Net | No | Net |  |  | LCC | Net | No | Net |  |  | LCC | Net | No | Net
Level | Description | Savings | Cost | Impact | Benefit | Level | Description | Savings | Cost | Impact | Benefit | Level | Description | Savings | Cost | Impact | Benefit
NWGF | [5 empty] | NWGF | [5 empty] | NWGF
0 | NWGF 80% |  |  | 100% |  | 0 | NWGF 80% |  |  | 100% |  | 0 | NWGF 80% |  |  | 100%
1 | NWGF 90% | -581.3859 | 22.58% | 67.48% | 9.939% | 1 | NWGF 90% | -1414.3716 | 10.88% | 85.71% | 3.401% | 1 | NWGF 90% | -321.5933 | 36.36% | 45.99% | 17.65%
2 | NWGF 92% | -505.595 | 25.15% | 62.09% | 12.76% | 2 | NWGF 92% | -1085.9902 | 13.83% | 80.05% | 6.122% | 2 | NWGF 92% | -274.4874 | 38.5% | 40.91% | 20.59%
3 | NWGF 95% | -448.224 | 40.49% | 40.86% | 18.65% | 3 | NWGF 95% | -791.7602 | 27.21% | 61.68% | 11.11% | 3 | NWGF 95% | -262.7365 | 56.15% | 16.31% | 27.54%
4 | NWGF 98% | -310.8748 | 62.7% | 8.344% | 28.96% | 4 | NWGF 98% | -313.5513 | 62.81% | 7.71% | 29.48% | 4 | NWGF 98% | -307.6708 | 62.57% | 9.091% | 28.34%

## Scenario Int-13.55
Simulation Results NATIONAL - 10000 samples |  |  |  | SNOPR Scenario Int-13.55 |  | Residential - Replacement |  |  |  | SNOPR Scenario Int-13.55 |  | Residential - New |  |  |  | SNOPR Scenario Int-13.55 |  | Commercial Replacement - 10000 samples |  |  |  | SNOPR Scenario Int-13.55 |  | Commercial New - 10000 samples |  |  |  | SNOPR Scenario Int-13.55 |  | Replacement |  |  |  | SNOPR Scenario Int-13.55 |  | New |  |  |  | SNOPR Scenario Int-13.55
|  | LCC | Net | No | Net |  |  | LCC | Net | No | Net |  |  | LCC | Net | No | Net |  |  | LCC | Net | No | Net |  |  | LCC | Net | No | Net |  |  | LCC | Net | No | Net |  |  | LCC | Net | No | Net
Level | Description | Savings | Cost | Impact | Benefit | Level | Description | Savings | Cost | Impact | Benefit | Level | Description | Savings | Cost | Impact | Benefit | Level | Description | Savings | Cost | Impact | Benefit | Level | Description | Savings | Cost | Impact | Benefit | Level | Description | Savings | Cost | Impact | Benefit | Level | Description | Savings | Cost | Impact | Benefit
NWGF | [5 empty] | NWGF | [5 empty] | NWGF | [5 empty] | NWGF | [5 empty] | NWGF | [5 empty] | NWGF | [5 empty] | NWGF
0 | NWGF 80% |  |  | 100% |  | 0 | NWGF 80% |  |  | 100% |  | 0 | NWGF 80% |  |  | 100% |  | 0 | NWGF 80% |  |  | 100% |  | 0 | NWGF 80% |  |  | 100% |  | 0 | NWGF 80% |  |  | 100% |  | 0 | NWGF 80% |  |  | 100%
1 | NWGF 90% | -185.7963 | 13.06% | 79.4% | 7.54% | 1 | NWGF 90% | -217.0362 | 17.07% | 76.27% | 6.657% | 1 | NWGF 90% | 280.2506 | 1.01% | 88.77% | 10.22% | 1 | NWGF 90% | -368.9007 | 21.33% | 73.46% | 5.213% | 1 | NWGF 90% | 1465.83 | 0% | 88.89% | 11.11% | 1 | NWGF 90% | -221.2743 | 17.19% | 76.19% | 6.616% | 1 | NWGF 90% | 312.0783 | 0.9812% | 88.78% | 10.24%
2 | NWGF 92% | -114.7623 | 14.99% | 73.43% | 11.58% | 2 | NWGF 92% | -173.2499 | 18.77% | 71.55% | 9.681% | 2 | NWGF 92% | 223.0949 | 3.514% | 79.24% | 17.25% | 2 | NWGF 92% | -330.0046 | 23.22% | 70.62% | 6.161% | 2 | NWGF 92% | 967.2473 | 1.389% | 79.17% | 19.44% | 2 | NWGF 92% | -177.4729 | 18.89% | 71.52% | 9.581% | 2 | NWGF 92% | 242.9566 | 3.454% | 79.24% | 17.31%
3 | NWGF 95% | -77.9109 | 27.93% | 52.77% | 19.3% | 3 | NWGF 95% | -137.0453 | 31.58% | 52.76% | 15.66% | 3 | NWGF 95% | 127.5998 | 15.47% | 55.25% | 29.28% | 3 | NWGF 95% | -188.3163 | 34.12% | 51.66% | 14.22% | 3 | NWGF 95% | 890.5185 | 8.333% | 54.17% | 37.5% | 3 | NWGF 95% | -138.4695 | 31.66% | 52.72% | 15.62% | 3 | NWGF 95% | 149.4894 | 15.27% | 55.22% | 29.51%
4 | NWGF 98% | -66.0654 | 45.86% | 24.33% | 29.81% | 4 | NWGF 98% | -110.8535 | 52.38% | 19.5% | 28.12% | 4 | NWGF 98% | 119.0954 | 24.47% | 42.45% | 33.08% | 4 | NWGF 98% | -17.7687 | 48.82% | 14.69% | 36.49% | 4 | NWGF 98% | 550.1771 | 27.78% | 30.56% | 41.67% | 4 | NWGF 98% | -108.1355 | 52.28% | 19.36% | 28.35% | 4 | NWGF 98% | 133.737 | 24.57% | 42.11% | 33.32%
Simulation Results NORTH |  |  |  | SNOPR Scenario Int-13.55 |  | Residential - North - Replacement |  |  |  | SNOPR Scenario Int-13.55 |  | Residential - North - New |  |  |  | SNOPR Scenario Int-13.55 |  | Commercial - North - Replacement |  |  |  | SNOPR Scenario Int-13.55 |  | Commercial - North - New |  |  |  | SNOPR Scenario Int-13.55
|  | LCC | Net | No | Net |  |  | LCC | Net | No | Net |  |  | LCC | Net | No | Net |  |  | LCC | Net | No | Net |  |  | LCC | Net | No | Net
Level | Description | Savings | Cost | Impact | Benefit | Level | Description | Savings | Cost | Impact | Benefit | Level | Description | Savings | Cost | Impact | Benefit | Level | Description | Savings | Cost | Impact | Benefit | Level | Description | Savings | Cost | Impact | Benefit
NWGF | [5 empty] | NWGF | [5 empty] | NWGF | [5 empty] | NWGF | [5 empty] | NWGF
0 | NWGF 80% |  |  | 100% |  | 0 | NWGF 80% |  |  | 100% |  | 0 | NWGF 80% |  |  | 100% |  | 0 | NWGF 80% |  |  | 100% |  | 0 | NWGF 80% |  |  | 100%
1 | NWGF 90% | -471.3715 | 10.42% | 84.98% | 4.605% | 1 | NWGF 90% | -674.4789 | 13.73% | 84.31% | 1.958% | 1 | NWGF 90% | 193.2272 | 1.566% | 86.5% | 11.93% | 1 | NWGF 90% | -474.215 | 9.023% | 88.72% | 2.256% | 1 | NWGF 90% | 1603.6914 | 0% | 84.78% | 15.22%
2 | NWGF 92% | -300.6185 | 12.55% | 77.64% | 9.813% | 2 | NWGF 92% | -513.0057 | 15.51% | 79.02% | 5.478% | 2 | NWGF 92% | 149.625 | 4.922% | 73.23% | 21.85% | 2 | NWGF 92% | -320.031 | 9.023% | 86.47% | 4.511% | 2 | NWGF 92% | 1002.3771 | 2.174% | 69.57% | 28.26%
3 | NWGF 95% | -225.3576 | 24.95% | 58.12% | 16.93% | 3 | NWGF 95% | -348.5136 | 25.99% | 63.35% | 10.66% | 3 | NWGF 95% | -29.6913 | 22.22% | 44.07% | 33.71% | 3 | NWGF 95% | -67.5596 | 21.8% | 64.66% | 13.53% | 3 | NWGF 95% | 757.6008 | 13.04% | 50% | 36.96%
4 | NWGF 98% | -128.9997 | 51.54% | 15.1% | 33.36% | 4 | NWGF 98% | -152.0742 | 59.86% | 7.965% | 32.18% | 4 | NWGF 98% | -99.71 | 29.46% | 36.61% | 33.93% | 4 | NWGF 98% | 138.4367 | 42.11% | 9.774% | 48.12% | 4 | NWGF 98% | 625.9759 | 21.74% | 32.61% | 45.65%
Simulation Results Rest of Country |  |  |  | SNOPR Scenario Int-13.55 |  | Residential - Rest of Country - Replacement |  |  |  | SNOPR Scenario Int-13.55 |  | Residential - Rest of Country - New |  |  |  | SNOPR Scenario Int-13.55 |  | Commercial - Rest of Country - Repl |  |  |  | SNOPR Scenario Int-13.55 |  | Commercial - Rest of Country - New |  |  |  | SNOPR Scenario Int-13.55
|  | LCC | Net | No | Net |  |  | LCC | Net | No | Net |  |  | LCC | Net | No | Net |  |  | LCC | Net | No | Net |  |  | LCC | Net | No | Net
Level | Description | Savings | Cost | Impact | Benefit | Level | Description | Savings | Cost | Impact | Benefit | Level | Description | Savings | Cost | Impact | Benefit | Level | Description | Savings | Cost | Impact | Benefit | Level | Description | Savings | Cost | Impact | Benefit
NWGF | [5 empty] | NWGF | [5 empty] | NWGF | [5 empty] | NWGF | [5 empty] | NWGF
0 | NWGF 80% |  |  | 100% |  | 0 | NWGF 80% |  |  | 100% |  | 0 | NWGF 80% |  |  | 100% |  | 0 | NWGF 80% |  |  | 100% |  | 0 | NWGF 80% |  |  | 100%
1 | NWGF 90% | -5.9563 | 16.04% | 73.11% | 10.85% | 1 | NWGF 90% | -27.1836 | 20.71% | 67.5% | 11.79% | 1 | NWGF 90% | 431.3101 | 0.3524% | 91.45% | 8.194% | 1 | NWGF 90% | -323.766 | 42.31% | 47.44% | 10.26% | 1 | NWGF 90% | 500.8 | 0% | 96.15% | 3.846%
2 | NWGF 92% | 34.8569 | 17.74% | 68.69% | 13.57% | 2 | NWGF 92% | -1.0449 | 22.33% | 63.4% | 14.27% | 2 | NWGF 92% | 365.6898 | 1.85% | 86.34% | 11.81% | 2 | NWGF 92% | -334.5578 | 47.44% | 43.59% | 8.974% | 2 | NWGF 92% | 475.43 | 0% | 96.15% | 3.846%
3 | NWGF 95% | 52.7537 | 31.29% | 46.73% | 21.97% | 3 | NWGF 95% | -11.0926 | 37.69% | 41.19% | 21.11% | 3 | NWGF 95% | 422.9138 | 7.489% | 68.46% | 24.05% | 3 | NWGF 95% | -292.4169 | 55.13% | 29.49% | 15.38% | 3 | NWGF 95% | 1209.521 | 0% | 61.54% | 38.46%
4 | NWGF 98% | 26.2232 | 39.46% | 34.74% | 25.8% | 4 | NWGF 98% | -56.9235 | 44.22% | 32.09% | 23.69% | 4 | NWGF 98% | 416.4195 | 18.59% | 49.34% | 32.07% | 4 | NWGF 98% | -322.7411 | 60.26% | 23.08% | 16.67% | 4 | NWGF 98% | 428.899 | 38.46% | 26.92% | 34.62%
Senior Only |  |  |  | SNOPR Scenario Int-13.55 |  | Senior Only - North |  |  |  | SNOPR Scenario Int-13.55 |  | Senior Only - Rest of Country |  |  |  | SNOPR Scenario Int-13.55
|  | LCC | Net | No | Net |  |  | LCC | Net | No | Net |  |  | LCC | Net | No | Net
Level | Description | Savings | Cost | Impact | Benefit | Level | Description | Savings | Cost | Impact | Benefit | Level | Description | Savings | Cost | Impact | Benefit
NWGF | [5 empty] | NWGF | [5 empty] | NWGF
0 | NWGF 80% |  |  | 100% |  | 0 | NWGF 80% |  |  | 100% |  | 0 | NWGF 80% |  |  | 100%
1 | NWGF 90% | -162.8913 | 13.54% | 80.69% | 5.773% | 1 | NWGF 90% | -446.1682 | 9.194% | 87.41% | 3.401% | 1 | NWGF 90% | -29.738 | 18.76% | 72.62% | 8.623%
2 | NWGF 92% | -62.9529 | 15.12% | 75.95% | 8.935% | 2 | NWGF 92% | -223.0905 | 10.71% | 82.12% | 7.179% | 2 | NWGF 92% | 32.0881 | 20.42% | 68.53% | 11.04%
3 | NWGF 95% | -33.0709 | 26.8% | 56.7% | 16.49% | 3 | NWGF 95% | -191.2656 | 20.15% | 66.12% | 13.73% | 3 | NWGF 95% | 74.8969 | 34.8% | 45.39% | 19.82%
4 | NWGF 98% | -5.9652 | 46.8% | 22.96% | 30.24% | 4 | NWGF 98% | -32.4305 | 49.75% | 13.35% | 36.9% | 4 | NWGF 98% | 32.8095 | 43.27% | 34.49% | 22.24%
Low Income Only |  |  |  | SNOPR Scenario Int-13.55 |  | Low Income Only - North |  |  |  | SNOPR Scenario Int-13.55 |  | Low Income Only - Rest of Country |  |  |  | SNOPR Scenario Int-13.55
|  | LCC | Net | No | Net |  |  | LCC | Net | No | Net |  |  | LCC | Net | No | Net
Level | Description | Savings | Cost | Impact | Benefit | Level | Description | Savings | Cost | Impact | Benefit | Level | Description | Savings | Cost | Impact | Benefit
NWGF | [5 empty] | NWGF | [5 empty] | NWGF
0 | NWGF 80% |  |  | 100% |  | 0 | NWGF 80% |  |  | 100% |  | 0 | NWGF 80% |  |  | 100%
1 | NWGF 90% | -501.6947 | 15.34% | 77.67% | 6.994% | 1 | NWGF 90% | -1270.9997 | 9.977% | 86.62% | 3.401% | 1 | NWGF 90% | -203.8993 | 21.66% | 67.11% | 11.23%
2 | NWGF 92% | -458.9629 | 18.16% | 72.88% | 8.957% | 2 | NWGF 92% | -981.5107 | 12.7% | 81.18% | 6.122% | 2 | NWGF 92% | -202.2727 | 24.6% | 63.1% | 12.3%
3 | NWGF 95% | -394.8608 | 31.53% | 53.99% | 14.48% | 3 | NWGF 95% | -728.1508 | 24.04% | 64.85% | 11.11% | 3 | NWGF 95% | -184.9143 | 40.37% | 41.18% | 18.45%
4 | NWGF 98% | -250.3998 | 53.13% | 22.58% | 24.29% | 4 | NWGF 98% | -265.029 | 59.41% | 11.34% | 29.25% | 4 | NWGF 98% | -229.3103 | 45.72% | 35.83% | 18.45%

## Scenario Int-14
Simulation Results NATIONAL - 10000 samples |  |  |  | SNOPR Scenario Int-14 |  | Residential - Replacement |  |  |  | SNOPR Scenario Int-14 |  | Residential - New |  |  |  | SNOPR Scenario Int-14 |  | Commercial Replacement - 10000 samples |  |  |  | SNOPR Scenario Int-14 |  | Commercial New - 10000 samples |  |  |  | SNOPR Scenario Int-14 |  | Replacement |  |  |  | SNOPR Scenario Int-14 |  | New |  |  |  | SNOPR Scenario Int-14
|  | LCC | Net | No | Net |  |  | LCC | Net | No | Net |  |  | LCC | Net | No | Net |  |  | LCC | Net | No | Net |  |  | LCC | Net | No | Net |  |  | LCC | Net | No | Net |  |  | LCC | Net | No | Net
Level | Description | Savings | Cost | Impact | Benefit | Level | Description | Savings | Cost | Impact | Benefit | Level | Description | Savings | Cost | Impact | Benefit | Level | Description | Savings | Cost | Impact | Benefit | Level | Description | Savings | Cost | Impact | Benefit | Level | Description | Savings | Cost | Impact | Benefit | Level | Description | Savings | Cost | Impact | Benefit
NWGF | [5 empty] | NWGF | [5 empty] | NWGF | [5 empty] | NWGF | [5 empty] | NWGF | [5 empty] | NWGF | [5 empty] | NWGF
0 | NWGF 80% |  |  | 100% |  | 0 | NWGF 80% |  |  | 100% |  | 0 | NWGF 80% |  |  | 100% |  | 0 | NWGF 80% |  |  | 100% |  | 0 | NWGF 80% |  |  | 100% |  | 0 | NWGF 80% |  |  | 100% |  | 0 | NWGF 80% |  |  | 100%
1 | NWGF 90% | -203.1048 | 19.73% | 70.37% | 9.9% | 1 | NWGF 90% | -258.2775 | 25.91% | 64.51% | 9.584% | 1 | NWGF 90% | 293.7548 | 1.373% | 87.44% | 11.19% | 1 | NWGF 90% | -558.1372 | 29.86% | 64.93% | 5.213% | 1 | NWGF 90% | 1489.745 | 0% | 88.89% | 11.11% | 1 | NWGF 90% | -266.67 | 26.02% | 64.52% | 9.461% | 1 | NWGF 90% | 323.7483 | 1.334% | 87.48% | 11.19%
2 | NWGF 92% | -149.1821 | 21.75% | 63.57% | 14.68% | 2 | NWGF 92% | -221.5746 | 27.5% | 59.47% | 13.04% | 2 | NWGF 92% | 219.8869 | 4.725% | 75.28% | 19.99% | 2 | NWGF 92% | -531.6499 | 31.28% | 62.09% | 6.635% | 2 | NWGF 92% | 925.7925 | 1.389% | 77.78% | 20.83% | 2 | NWGF 92% | -229.8022 | 27.6% | 59.54% | 12.86% | 2 | NWGF 92% | 237.8718 | 4.631% | 75.35% | 20.02%
3 | NWGF 95% | -104.3156 | 35.05% | 41.82% | 23.13% | 3 | NWGF 95% | -184.8252 | 41.31% | 39.03% | 19.67% | 3 | NWGF 95% | 178.3189 | 16.8% | 49.64% | 33.56% | 3 | NWGF 95% | -363.9455 | 42.65% | 42.65% | 14.69% | 3 | NWGF 95% | 879.1071 | 11.11% | 51.39% | 37.5% | 3 | NWGF 95% | -189.6033 | 41.34% | 39.13% | 19.52% | 3 | NWGF 95% | 197.4511 | 16.64% | 49.69% | 33.67%
4 | NWGF 98% | -104.2633 | 53.58% | 12.45% | 33.97% | 4 | NWGF 98% | -166.0238 | 62.55% | 5.248% | 32.21% | 4 | NWGF 98% | 139.1165 | 27.71% | 33.72% | 38.57% | 4 | NWGF 98% | -154.5924 | 57.35% | 5.687% | 36.97% | 4 | NWGF 98% | 532.1633 | 30.56% | 25% | 44.44% | 4 | NWGF 98% | -165.7015 | 62.4% | 5.26% | 32.34% | 4 | NWGF 98% | 151.6384 | 27.79% | 33.48% | 38.74%
Simulation Results NORTH |  |  |  | SNOPR Scenario Int-14 |  | Residential - North - Replacement |  |  |  | SNOPR Scenario Int-14 |  | Residential - North - New |  |  |  | SNOPR Scenario Int-14 |  | Commercial - North - Replacement |  |  |  | SNOPR Scenario Int-14 |  | Commercial - North - New |  |  |  | SNOPR Scenario Int-14
|  | LCC | Net | No | Net |  |  | LCC | Net | No | Net |  |  | LCC | Net | No | Net |  |  | LCC | Net | No | Net |  |  | LCC | Net | No | Net
Level | Description | Savings | Cost | Impact | Benefit | Level | Description | Savings | Cost | Impact | Benefit | Level | Description | Savings | Cost | Impact | Benefit | Level | Description | Savings | Cost | Impact | Benefit | Level | Description | Savings | Cost | Impact | Benefit
NWGF | [5 empty] | NWGF | [5 empty] | NWGF | [5 empty] | NWGF | [5 empty] | NWGF
0 | NWGF 80% |  |  | 100% |  | 0 | NWGF 80% |  |  | 100% |  | 0 | NWGF 80% |  |  | 100% |  | 0 | NWGF 80% |  |  | 100% |  | 0 | NWGF 80% |  |  | 100%
1 | NWGF 90% | -486.5512 | 11.3% | 83.88% | 4.812% | 1 | NWGF 90% | -698.3616 | 14.74% | 83.09% | 2.17% | 1 | NWGF 90% | 166.2404 | 1.864% | 85.98% | 12.16% | 1 | NWGF 90% | -596.1615 | 12.78% | 84.96% | 2.256% | 1 | NWGF 90% | 1629.7757 | 0% | 84.78% | 15.22%
2 | NWGF 92% | -308.5012 | 13.59% | 76.32% | 10.1% | 2 | NWGF 92% | -518.9271 | 16.59% | 77.51% | 5.901% | 2 | NWGF 92% | 135.8496 | 5.593% | 72.56% | 21.85% | 2 | NWGF 92% | -450.4657 | 12.78% | 82.71% | 4.511% | 2 | NWGF 92% | 1020.5207 | 2.174% | 69.57% | 28.26%
3 | NWGF 95% | -223.4143 | 26.21% | 56.39% | 17.4% | 3 | NWGF 95% | -361.3844 | 27.65% | 61.1% | 11.25% | 3 | NWGF 95% | 5.5232 | 22.6% | 42.95% | 34.45% | 3 | NWGF 95% | -149.7587 | 25.56% | 60.9% | 13.53% | 3 | NWGF 95% | 770.285 | 15.22% | 47.83% | 36.96%
4 | NWGF 98% | -136.4764 | 52.78% | 13.08% | 34.14% | 4 | NWGF 98% | -163.4633 | 61.5% | 5.345% | 33.16% | 4 | NWGF 98% | -87.5685 | 29.98% | 34.97% | 35.05% | 4 | NWGF 98% | 97.6253 | 45.86% | 6.015% | 48.12% | 4 | NWGF 98% | 632.9506 | 21.74% | 30.43% | 47.83%
Simulation Results Rest of Country |  |  |  | SNOPR Scenario Int-14 |  | Residential - Rest of Country - Replacement |  |  |  | SNOPR Scenario Int-14 |  | Residential - Rest of Country - New |  |  |  | SNOPR Scenario Int-14 |  | Commercial - Rest of Country - Repl |  |  |  | SNOPR Scenario Int-14 |  | Commercial - Rest of Country - New |  |  |  | SNOPR Scenario Int-14
|  | LCC | Net | No | Net |  |  | LCC | Net | No | Net |  |  | LCC | Net | No | Net |  |  | LCC | Net | No | Net |  |  | LCC | Net | No | Net
Level | Description | Savings | Cost | Impact | Benefit | Level | Description | Savings | Cost | Impact | Benefit | Level | Description | Savings | Cost | Impact | Benefit | Level | Description | Savings | Cost | Impact | Benefit | Level | Description | Savings | Cost | Impact | Benefit
NWGF | [5 empty] | NWGF | [5 empty] | NWGF | [5 empty] | NWGF | [5 empty] | NWGF
0 | NWGF 80% |  |  | 100% |  | 0 | NWGF 80% |  |  | 100% |  | 0 | NWGF 80% |  |  | 100% |  | 0 | NWGF 80% |  |  | 100% |  | 0 | NWGF 80% |  |  | 100%
1 | NWGF 90% | -88.3285 | 29.23% | 55.14% | 15.63% | 1 | NWGF 90% | -112.6464 | 38.1% | 44.22% | 17.68% | 1 | NWGF 90% | 488.655 | 0.793% | 89.16% | 10.04% | 1 | NWGF 90% | -544.0541 | 58.97% | 30.77% | 10.26% | 1 | NWGF 90% | 509.53 | 0% | 96.15% | 3.846%
2 | NWGF 92% | -65.4528 | 30.95% | 49.2% | 19.85% | 2 | NWGF 92% | -100.3518 | 39.4% | 39.77% | 20.83% | 2 | NWGF 92% | 346.6318 | 3.7% | 78.5% | 17.8% | 2 | NWGF 92% | -564.4084 | 62.82% | 26.92% | 10.26% | 2 | NWGF 92% | 262.695 | 0% | 92.31% | 7.692%
3 | NWGF 95% | -25.8333 | 45.01% | 25.4% | 29.59% | 3 | NWGF 95% | -96.6954 | 56.21% | 14.93% | 28.86% | 3 | NWGF 95% | 452.5693 | 9.956% | 57.53% | 32.51% | 3 | NWGF 95% | -525.3617 | 71.79% | 11.54% | 16.67% | 3 | NWGF 95% | 1116.5373 | 3.846% | 57.69% | 38.46%
4 | NWGF 98% | -68.502 | 54.48% | 11.74% | 33.78% | 4 | NWGF 98% | -168.8126 | 63.69% | 5.142% | 31.17% | 4 | NWGF 98% | 396.1638 | 25.02% | 32.25% | 42.73% | 4 | NWGF 98% | -580.6358 | 76.92% | 5.128% | 17.95% | 4 | NWGF 98% | 385.5636 | 46.15% | 15.38% | 38.46%
Senior Only |  |  |  | SNOPR Scenario Int-14 |  | Senior Only - North |  |  |  | SNOPR Scenario Int-14 |  | Senior Only - Rest of Country |  |  |  | SNOPR Scenario Int-14
|  | LCC | Net | No | Net |  |  | LCC | Net | No | Net |  |  | LCC | Net | No | Net
Level | Description | Savings | Cost | Impact | Benefit | Level | Description | Savings | Cost | Impact | Benefit | Level | Description | Savings | Cost | Impact | Benefit
NWGF | [5 empty] | NWGF | [5 empty] | NWGF
0 | NWGF 80% |  |  | 100% |  | 0 | NWGF 80% |  |  | 100% |  | 0 | NWGF 80% |  |  | 100%
1 | NWGF 90% | -165.5503 | 19.31% | 72.44% | 8.247% | 1 | NWGF 90% | -391.8054 | 10.2% | 86.02% | 3.778% | 1 | NWGF 90% | -78.9493 | 30.26% | 56.13% | 13.62%
2 | NWGF 92% | -87.8737 | 20.96% | 66.87% | 12.16% | 2 | NWGF 92% | -193.8981 | 11.59% | 80.35% | 8.06% | 2 | NWGF 92% | -37.138 | 32.22% | 50.68% | 17.1%
3 | NWGF 95% | -56.9808 | 33.4% | 46.25% | 20.34% | 3 | NWGF 95% | -168.3085 | 21.79% | 63.48% | 14.74% | 3 | NWGF 95% | 8.6392 | 47.35% | 25.57% | 27.08%
4 | NWGF 98% | -40.3716 | 54.78% | 11.13% | 34.09% | 4 | NWGF 98% | -36.1303 | 51.39% | 10.45% | 38.16% | 4 | NWGF 98% | -45.5531 | 58.85% | 11.95% | 29.2%
Low Income Only |  |  |  | SNOPR Scenario Int-14 |  | Low Income Only - North |  |  |  | SNOPR Scenario Int-14 |  | Low Income Only - Rest of Country |  |  |  | SNOPR Scenario Int-14
|  | LCC | Net | No | Net |  |  | LCC | Net | No | Net |  |  | LCC | Net | No | Net
Level | Description | Savings | Cost | Impact | Benefit | Level | Description | Savings | Cost | Impact | Benefit | Level | Description | Savings | Cost | Impact | Benefit
NWGF | [5 empty] | NWGF | [5 empty] | NWGF
0 | NWGF 80% |  |  | 100% |  | 0 | NWGF 80% |  |  | 100% |  | 0 | NWGF 80% |  |  | 100%
1 | NWGF 90% | -562.0658 | 22.82% | 67.48% | 9.693% | 1 | NWGF 90% | -1422.1598 | 10.88% | 85.71% | 3.401% | 1 | NWGF 90% | -293.8187 | 36.9% | 45.99% | 17.11%
2 | NWGF 92% | -506.0252 | 25.52% | 62.09% | 12.39% | 2 | NWGF 92% | -1004.9232 | 13.83% | 80.05% | 6.122% | 2 | NWGF 92% | -307.369 | 39.3% | 40.91% | 19.79%
3 | NWGF 95% | -426.4101 | 40.25% | 40.86% | 18.9% | 3 | NWGF 95% | -758.593 | 26.76% | 61.68% | 11.56% | 3 | NWGF 95% | -247.0526 | 56.15% | 16.31% | 27.54%
4 | NWGF 98% | -343.9563 | 63.19% | 8.344% | 28.47% | 4 | NWGF 98% | -319.455 | 62.59% | 7.71% | 29.71% | 4 | NWGF 98% | -373.2858 | 63.9% | 9.091% | 27.01%

## Scenario Int-14.55
Simulation Results NATIONAL - 10000 samples |  |  |  | SNOPR Scenario Int-14.55 |  | Residential - Replacement |  |  |  | SNOPR Scenario Int-14.55 |  | Residential - New |  |  |  | SNOPR Scenario Int-14.55 |  | Commercial Replacement - 10000 samples |  |  |  | SNOPR Scenario Int-14.55 |  | Commercial New - 10000 samples |  |  |  | SNOPR Scenario Int-14.55 |  | Replacement |  |  |  | SNOPR Scenario Int-14.55 |  | New |  |  |  | SNOPR Scenario Int-14.55
|  | LCC | Net | No | Net |  |  | LCC | Net | No | Net |  |  | LCC | Net | No | Net |  |  | LCC | Net | No | Net |  |  | LCC | Net | No | Net |  |  | LCC | Net | No | Net |  |  | LCC | Net | No | Net
Level | Description | Savings | Cost | Impact | Benefit | Level | Description | Savings | Cost | Impact | Benefit | Level | Description | Savings | Cost | Impact | Benefit | Level | Description | Savings | Cost | Impact | Benefit | Level | Description | Savings | Cost | Impact | Benefit | Level | Description | Savings | Cost | Impact | Benefit | Level | Description | Savings | Cost | Impact | Benefit
NWGF | [5 empty] | NWGF | [5 empty] | NWGF | [5 empty] | NWGF | [5 empty] | NWGF | [5 empty] | NWGF | [5 empty] | NWGF
0 | NWGF 80% |  |  | 100% |  | 0 | NWGF 80% |  |  | 100% |  | 0 | NWGF 80% |  |  | 100% |  | 0 | NWGF 80% |  |  | 100% |  | 0 | NWGF 80% |  |  | 100% |  | 0 | NWGF 80% |  |  | 100% |  | 0 | NWGF 80% |  |  | 100%
1 | NWGF 90% | -195.8129 | 13.12% | 79.38% | 7.5% | 1 | NWGF 90% | -231.9384 | 17.15% | 76.27% | 6.574% | 1 | NWGF 90% | 309.3266 | 1.01% | 88.69% | 10.3% | 1 | NWGF 90% | -358.135 | 21.33% | 73.46% | 5.213% | 1 | NWGF 90% | 1489.745 | 0% | 88.89% | 11.11% | 1 | NWGF 90% | -235.4618 | 17.27% | 76.19% | 6.535% | 1 | NWGF 90% | 340.8045 | 0.9812% | 88.7% | 10.32%
2 | NWGF 92% | -118.4271 | 14.98% | 73.41% | 11.61% | 2 | NWGF 92% | -181.7063 | 18.74% | 71.56% | 9.695% | 2 | NWGF 92% | 238.825 | 3.595% | 79.08% | 17.33% | 2 | NWGF 92% | -319.2137 | 22.75% | 70.62% | 6.635% | 2 | NWGF 92% | 984.8753 | 1.389% | 79.17% | 19.44% | 2 | NWGF 92% | -185.4122 | 18.85% | 71.54% | 9.608% | 2 | NWGF 92% | 258.6316 | 3.532% | 79.08% | 17.39%
3 | NWGF 95% | -68.5381 | 27.82% | 52.71% | 19.47% | 3 | NWGF 95% | -139.0545 | 31.58% | 52.7% | 15.72% | 3 | NWGF 95% | 170.8373 | 15.02% | 55.21% | 29.77% | 3 | NWGF 95% | -177.5142 | 33.65% | 51.66% | 14.69% | 3 | NWGF 95% | 909.5788 | 8.333% | 54.17% | 37.5% | 3 | NWGF 95% | -140.1222 | 31.64% | 52.67% | 15.69% | 3 | NWGF 95% | 192.0154 | 14.84% | 55.18% | 29.98%
4 | NWGF 98% | -73.8328 | 45.85% | 24.29% | 29.86% | 4 | NWGF 98% | -121.4143 | 52.48% | 19.5% | 28.02% | 4 | NWGF 98% | 121.0326 | 24.19% | 42.29% | 33.52% | 4 | NWGF 98% | -8.6176 | 48.34% | 14.69% | 36.97% | 4 | NWGF 98% | 564.0956 | 26.39% | 30.56% | 43.06% | 4 | NWGF 98% | -118.1202 | 52.36% | 19.36% | 28.27% | 4 | NWGF 98% | 136.0419 | 24.25% | 41.95% | 33.79%
Simulation Results NORTH |  |  |  | SNOPR Scenario Int-14.55 |  | Residential - North - Replacement |  |  |  | SNOPR Scenario Int-14.55 |  | Residential - North - New |  |  |  | SNOPR Scenario Int-14.55 |  | Commercial - North - Replacement |  |  |  | SNOPR Scenario Int-14.55 |  | Commercial - North - New |  |  |  | SNOPR Scenario Int-14.55
|  | LCC | Net | No | Net |  |  | LCC | Net | No | Net |  |  | LCC | Net | No | Net |  |  | LCC | Net | No | Net |  |  | LCC | Net | No | Net
Level | Description | Savings | Cost | Impact | Benefit | Level | Description | Savings | Cost | Impact | Benefit | Level | Description | Savings | Cost | Impact | Benefit | Level | Description | Savings | Cost | Impact | Benefit | Level | Description | Savings | Cost | Impact | Benefit
NWGF | [5 empty] | NWGF | [5 empty] | NWGF | [5 empty] | NWGF | [5 empty] | NWGF
0 | NWGF 80% |  |  | 100% |  | 0 | NWGF 80% |  |  | 100% |  | 0 | NWGF 80% |  |  | 100% |  | 0 | NWGF 80% |  |  | 100% |  | 0 | NWGF 80% |  |  | 100%
1 | NWGF 90% | -469.987 | 10.38% | 84.98% | 4.642% | 1 | NWGF 90% | -677.5536 | 13.68% | 84.33% | 1.985% | 1 | NWGF 90% | 202.625 | 1.566% | 86.43% | 12.01% | 1 | NWGF 90% | -463.3806 | 9.023% | 88.72% | 2.256% | 1 | NWGF 90% | 1629.7757 | 0% | 84.78% | 15.22%
2 | NWGF 92% | -286.0611 | 12.55% | 77.62% | 9.832% | 2 | NWGF 92% | -493.4794 | 15.43% | 78.99% | 5.583% | 2 | NWGF 92% | 152.5937 | 5.145% | 73.23% | 21.63% | 2 | NWGF 92% | -308.7086 | 9.023% | 86.47% | 4.511% | 2 | NWGF 92% | 1020.5207 | 2.174% | 69.57% | 28.26%
3 | NWGF 95% | -206.4161 | 24.76% | 58.12% | 17.12% | 3 | NWGF 95% | -341.6066 | 25.83% | 63.32% | 10.85% | 3 | NWGF 95% | 12.5423 | 21.92% | 44.15% | 33.93% | 3 | NWGF 95% | -57.747 | 21.8% | 64.66% | 13.53% | 3 | NWGF 95% | 774.5658 | 13.04% | 50% | 36.96%
4 | NWGF 98% | -123.0243 | 51.1% | 15.1% | 33.8% | 4 | NWGF 98% | -149.1644 | 59.41% | 7.965% | 32.63% | 4 | NWGF 98% | -82.1491 | 29.01% | 36.61% | 34.38% | 4 | NWGF 98% | 146.4129 | 42.11% | 9.774% | 48.12% | 4 | NWGF 98% | 641.3772 | 19.57% | 32.61% | 47.83%
Simulation Results Rest of Country |  |  |  | SNOPR Scenario Int-14.55 |  | Residential - Rest of Country - Replacement |  |  |  | SNOPR Scenario Int-14.55 |  | Residential - Rest of Country - New |  |  |  | SNOPR Scenario Int-14.55 |  | Commercial - Rest of Country - Repl |  |  |  | SNOPR Scenario Int-14.55 |  | Commercial - Rest of Country - New |  |  |  | SNOPR Scenario Int-14.55
|  | LCC | Net | No | Net |  |  | LCC | Net | No | Net |  |  | LCC | Net | No | Net |  |  | LCC | Net | No | Net |  |  | LCC | Net | No | Net
Level | Description | Savings | Cost | Impact | Benefit | Level | Description | Savings | Cost | Impact | Benefit | Level | Description | Savings | Cost | Impact | Benefit | Level | Description | Savings | Cost | Impact | Benefit | Level | Description | Savings | Cost | Impact | Benefit
NWGF | [5 empty] | NWGF | [5 empty] | NWGF | [5 empty] | NWGF | [5 empty] | NWGF
0 | NWGF 80% |  |  | 100% |  | 0 | NWGF 80% |  |  | 100% |  | 0 | NWGF 80% |  |  | 100% |  | 0 | NWGF 80% |  |  | 100% |  | 0 | NWGF 80% |  |  | 100%
1 | NWGF 90% | -23.4254 | 16.21% | 73.07% | 10.72% | 1 | NWGF 90% | -47.2963 | 20.94% | 67.48% | 11.58% | 1 | NWGF 90% | 493.8108 | 0.3524% | 91.37% | 8.282% | 1 | NWGF 90% | -313.0298 | 42.31% | 47.44% | 10.26% | 1 | NWGF 90% | 509.53 | 0% | 96.15% | 3.846%
2 | NWGF 92% | 16.5451 | 17.72% | 68.67% | 13.61% | 2 | NWGF 92% | -23.2929 | 22.36% | 63.46% | 14.18% | 2 | NWGF 92% | 403.5313 | 1.762% | 85.99% | 12.25% | 2 | NWGF 92% | -324.0096 | 46.15% | 43.59% | 10.26% | 2 | NWGF 92% | 485.84 | 0% | 96.15% | 3.846%
3 | NWGF 95% | 53.3548 | 31.27% | 46.61% | 22.12% | 3 | NWGF 95% | -18.3778 | 37.87% | 41.1% | 21.03% | 3 | NWGF 95% | 466.1638 | 6.872% | 68.28% | 24.85% | 3 | NWGF 95% | -280.7617 | 53.85% | 29.49% | 16.67% | 3 | NWGF 95% | 1233.61 | 0% | 61.54% | 38.46%
4 | NWGF 98% | -1.7909 | 39.93% | 34.65% | 25.42% | 4 | NWGF 98% | -85.0945 | 44.92% | 32.09% | 22.99% | 4 | NWGF 98% | 395.3762 | 18.5% | 48.99% | 32.51% | 4 | NWGF 98% | -311.2963 | 58.97% | 23.08% | 17.95% | 4 | NWGF 98% | 440.445 | 38.46% | 26.92% | 34.62%
Senior Only |  |  |  | SNOPR Scenario Int-14.55 |  | Senior Only - North |  |  |  | SNOPR Scenario Int-14.55 |  | Senior Only - Rest of Country |  |  |  | SNOPR Scenario Int-14.55
|  | LCC | Net | No | Net |  |  | LCC | Net | No | Net |  |  | LCC | Net | No | Net
Level | Description | Savings | Cost | Impact | Benefit | Level | Description | Savings | Cost | Impact | Benefit | Level | Description | Savings | Cost | Impact | Benefit
NWGF | [5 empty] | NWGF | [5 empty] | NWGF
0 | NWGF 80% |  |  | 100% |  | 0 | NWGF 80% |  |  | 100% |  | 0 | NWGF 80% |  |  | 100%
1 | NWGF 90% | -176.1032 | 13.47% | 80.69% | 5.842% | 1 | NWGF 90% | -443.8354 | 9.32% | 87.41% | 3.275% | 1 | NWGF 90% | -50.2567 | 18.46% | 72.62% | 8.926%
2 | NWGF 92% | -81.4213 | 14.78% | 75.88% | 9.347% | 2 | NWGF 92% | -232.1102 | 10.58% | 82.12% | 7.305% | 2 | NWGF 92% | 7.6498 | 19.82% | 68.38% | 11.8%
3 | NWGF 95% | -35.4527 | 26.25% | 56.63% | 17.11% | 3 | NWGF 95% | -180.7525 | 19.9% | 65.99% | 14.11% | 3 | NWGF 95% | 64.0777 | 33.89% | 45.39% | 20.73%
4 | NWGF 98% | -9.9876 | 46.8% | 22.82% | 30.38% | 4 | NWGF 98% | -34.964 | 49.37% | 13.35% | 37.28% | 4 | NWGF 98% | 26.6058 | 43.72% | 34.19% | 22.09%
Low Income Only |  |  |  | SNOPR Scenario Int-14.55 |  | Low Income Only - North |  |  |  | SNOPR Scenario Int-14.55 |  | Low Income Only - Rest of Country |  |  |  | SNOPR Scenario Int-14.55
|  | LCC | Net | No | Net |  |  | LCC | Net | No | Net |  |  | LCC | Net | No | Net
Level | Description | Savings | Cost | Impact | Benefit | Level | Description | Savings | Cost | Impact | Benefit | Level | Description | Savings | Cost | Impact | Benefit
NWGF | [5 empty] | NWGF | [5 empty] | NWGF
0 | NWGF 80% |  |  | 100% |  | 0 | NWGF 80% |  |  | 100% |  | 0 | NWGF 80% |  |  | 100%
1 | NWGF 90% | -475.444 | 15.34% | 77.67% | 6.994% | 1 | NWGF 90% | -1276.705 | 9.977% | 86.62% | 3.401% | 1 | NWGF 90% | -165.2784 | 21.66% | 67.11% | 11.23%
2 | NWGF 92% | -455.2353 | 18.16% | 72.88% | 8.957% | 2 | NWGF 92% | -894.8781 | 12.7% | 81.18% | 6.122% | 2 | NWGF 92% | -239.2704 | 24.6% | 63.1% | 12.3%
3 | NWGF 95% | -370.7919 | 30.92% | 53.99% | 15.09% | 3 | NWGF 95% | -692.3713 | 23.58% | 64.85% | 11.56% | 3 | NWGF 95% | -168.2222 | 39.57% | 41.18% | 19.25%
4 | NWGF 98% | -275.8825 | 53.25% | 22.58% | 24.17% | 4 | NWGF 98% | -270.5097 | 59.18% | 11.34% | 29.48% | 4 | NWGF 98% | -283.6279 | 46.26% | 35.83% | 17.91%

## Scenario 2
Simulation Results NATIONAL - 10000 samples |  |  |  | SNOPR Scenario 2 |  | Residential - Replacement |  |  |  | SNOPR Scenario 2 |  | Residential - New |  |  |  | SNOPR Scenario 2 |  | Commercial Replacement - 10000 samples |  |  |  | SNOPR Scenario 2 |  | Commercial New - 10000 samples |  |  |  | SNOPR Scenario 2 |  | Replacement |  |  |  | SNOPR Scenario 2 |  | New |  |  |  | SNOPR Scenario 2
|  | LCC | Net | No | Net |  |  | LCC | Net | No | Net |  |  | LCC | Net | No | Net |  |  | LCC | Net | No | Net |  |  | LCC | Net | No | Net |  |  | LCC | Net | No | Net |  |  | LCC | Net | No | Net
Level | Description | Savings | Cost | Impact | Benefit | Level | Description | Savings | Cost | Impact | Benefit | Level | Description | Savings | Cost | Impact | Benefit | Level | Description | Savings | Cost | Impact | Benefit | Level | Description | Savings | Cost | Impact | Benefit | Level | Description | Savings | Cost | Impact | Benefit | Level | Description | Savings | Cost | Impact | Benefit
NWGF | [5 empty] | NWGF | [5 empty] | NWGF | [5 empty] | NWGF | [5 empty] | NWGF | [5 empty] | NWGF | [5 empty] | NWGF
0 | NWGF 80% |  |  | 100% |  | 0 | NWGF 80% |  |  | 100% |  | 0 | NWGF 80% |  |  | 100% |  | 0 | NWGF 80% |  |  | 100% |  | 0 | NWGF 80% |  |  | 100% |  | 0 | NWGF 80% |  |  | 100% |  | 0 | NWGF 80% |  |  | 100%
1 | NWGF 90% |  |  |  |  | 1 | NWGF 90% |  |  |  |  | 1 | NWGF 90% |  |  |  |  | 1 | NWGF 90% |  |  |  |  | 1 | NWGF 90% |  |  |  |  | 1 | NWGF 90% | 353.2737 | 23.71% | 53.21% | 23.08% | 1 | NWGF 90% | 1266.4196 | 2.433% | 54.24% | 43.33%
2 | NWGF 92% | 599.8744 | 17.16% | 47.53% | 35.31% | 2 | NWGF 92% | 408.5658 | 21.82% | 48.07% | 30.11% | 2 | NWGF 92% | 1141.563 | 3.352% | 45.68% | 50.97% | 2 | NWGF 92% | 278.3797 | 25.12% | 48.82% | 26.07% | 2 | NWGF 92% | 1349.0206 | 0% | 52.78% | 47.22% | 2 | NWGF 92% | 404.9308 | 21.91% | 48.09% | 29.99% | 2 | NWGF 92% | 1146.678 | 3.257% | 45.88% | 50.86%
3 | NWGF 95% |  |  |  |  | 3 | NWGF 95% |  |  |  |  | 3 | NWGF 95% |  |  |  |  | 3 | NWGF 95% |  |  |  |  | 3 | NWGF 95% |  |  |  |  | 3 | NWGF 95% | 436.7701 | 26.03% | 29.72% | 44.24% | 3 | NWGF 95% | 866.6709 | 10.91% | 16.41% | 72.68%
4 | NWGF 98% |  |  |  |  | 4 | NWGF 98% |  |  |  |  | 4 | NWGF 98% |  |  |  |  | 4 | NWGF 98% |  |  |  |  | 4 | NWGF 98% |  |  |  |  | 4 | NWGF 98% | 404.3576 | 39.44% | 1.114% | 59.45% | 4 | NWGF 98% | 801.9061 | 18.72% | 0.4317% | 80.85%
Simulation Results NORTH |  |  |  | SNOPR Scenario 2 |  | Residential - North - Replacement |  |  |  | SNOPR Scenario 2 |  | Residential - North - New |  |  |  | SNOPR Scenario 2 |  | Commercial - North - Replacement |  |  |  | SNOPR Scenario 2 |  | Commercial - North - New |  |  |  | SNOPR Scenario 2
|  | LCC | Net | No | Net |  |  | LCC | Net | No | Net |  |  | LCC | Net | No | Net |  |  | LCC | Net | No | Net |  |  | LCC | Net | No | Net
Level | Description | Savings | Cost | Impact | Benefit | Level | Description | Savings | Cost | Impact | Benefit | Level | Description | Savings | Cost | Impact | Benefit | Level | Description | Savings | Cost | Impact | Benefit | Level | Description | Savings | Cost | Impact | Benefit
NWGF | [5 empty] | NWGF | [5 empty] | NWGF | [5 empty] | NWGF | [5 empty] | NWGF
0 | NWGF 80% |  |  | 100% |  | 0 | NWGF 80% |  |  | 100% |  | 0 | NWGF 80% |  |  | 100% |  | 0 | NWGF 80% |  |  | 100% |  | 0 | NWGF 80% |  |  | 100%
1 | NWGF 90% |  |  |  |  | 1 | NWGF 90% |  |  |  |  | 1 | NWGF 90% |  |  |  |  | 1 | NWGF 90% |  |  |  |  | 1 | NWGF 90% | 1817.214
2 | NWGF 92% | 690.3207 | 9.153% | 66.26% | 24.59% | 2 | NWGF 92% | 492.0473 | 11.22% | 68.8% | 19.98% | 2 | NWGF 92% | 1110.4012 | 2.908% | 59.81% | 37.29% | 2 | NWGF 92% | 603.4246 | 16.54% | 57.89% | 25.56% | 2 | NWGF 92% | 1562.2729 | 0% | 69.57% | 30.43%
3 | NWGF 95% |  |  |  |  | 3 | NWGF 95% |  |  |  |  | 3 | NWGF 95% |  |  |  |  | 3 | NWGF 95% |  |  |  |  | 3 | NWGF 95% | 864.45
4 | NWGF 98% |  |  |  |  | 4 | NWGF 98% |  |  |  |  | 4 | NWGF 98% |  |  |  |  | 4 | NWGF 98% |  |  |  |  | 4 | NWGF 98% | 765.6446
Simulation Results Rest of Country |  |  |  | SNOPR Scenario 2 |  | Residential - Rest of Country - Replacement |  |  |  | SNOPR Scenario 2 |  | Residential - Rest of Country - New |  |  |  | SNOPR Scenario 2 |  | Commercial - Rest of Country - Repl |  |  |  | SNOPR Scenario 2 |  | Commercial - Rest of Country - New |  |  |  | SNOPR Scenario 2
|  | LCC | Net | No | Net |  |  | LCC | Net | No | Net |  |  | LCC | Net | No | Net |  |  | LCC | Net | No | Net |  |  | LCC | Net | No | Net
Level | Description | Savings | Cost | Impact | Benefit | Level | Description | Savings | Cost | Impact | Benefit | Level | Description | Savings | Cost | Impact | Benefit | Level | Description | Savings | Cost | Impact | Benefit | Level | Description | Savings | Cost | Impact | Benefit
NWGF | [5 empty] | NWGF | [5 empty] | NWGF | [5 empty] | NWGF | [5 empty] | NWGF
0 | NWGF 80% |  |  | 100% |  | 0 | NWGF 80% |  |  | 100% |  | 0 | NWGF 80% |  |  | 100% |  | 0 | NWGF 80% |  |  | 100% |  | 0 | NWGF 80% |  |  | 100%
1 | NWGF 90% |  |  |  |  | 1 | NWGF 90% |  |  |  |  | 1 | NWGF 90% |  |  |  |  | 1 | NWGF 90% |  |  |  |  | 1 | NWGF 90%
2 | NWGF 92% | 553.1216 | 26.19% | 26.42% | 47.39% | 2 | NWGF 92% | 370.4314 | 33.39% | 25.45% | 41.16% | 2 | NWGF 92% | 1162.402 | 3.877% | 28.99% | 67.14% | 2 | NWGF 92% | -71.6687 | 39.74% | 33.33% | 26.92% | 2 | NWGF 92% | 1199.744 | 0% | 23.08% | 76.92%
3 | NWGF 95% |  |  |  |  | 3 | NWGF 95% |  |  |  |  | 3 | NWGF 95% |  |  |  |  | 3 | NWGF 95% |  |  |  |  | 3 | NWGF 95%
4 | NWGF 98% |  |  |  |  | 4 | NWGF 98% |  |  |  |  | 4 | NWGF 98% |  |  |  |  | 4 | NWGF 98% |  |  |  |  | 4 | NWGF 98%
Senior Only |  |  |  | SNOPR Scenario 2 |  | Senior Only - North |  |  |  | SNOPR Scenario 2 |  | Senior Only - Rest of Country |  |  |  | SNOPR Scenario 2
|  | LCC | Net | No | Net |  |  | LCC | Net | No | Net |  |  | LCC | Net | No | Net
Level | Description | Savings | Cost | Impact | Benefit | Level | Description | Savings | Cost | Impact | Benefit | Level | Description | Savings | Cost | Impact | Benefit
NWGF | [5 empty] | NWGF | [5 empty] | NWGF
0 | NWGF 80% |  |  | 100% |  | 0 | NWGF 80% |  |  | 100% |  | 0 | NWGF 80% |  |  | 100%
1 | NWGF 90% |  |  |  |  | 1 | NWGF 90% |  |  |  |  | 1 | NWGF 90%
2 | NWGF 92% | 745.5101 | 16.84% | 51.48% | 31.68% | 2 | NWGF 92% | 769.1651 | 8.186% | 70.65% | 21.16% | 2 | NWGF 92% | 733.8576 | 27.23% | 28.44% | 44.33%
3 | NWGF 95% |  |  |  |  | 3 | NWGF 95% |  |  |  |  | 3 | NWGF 95%
4 | NWGF 98% |  |  |  |  | 4 | NWGF 98% |  |  |  |  | 4 | NWGF 98%
Low Income Only |  |  |  | SNOPR Scenario 2 |  | Low Income Only - North |  |  |  | SNOPR Scenario 2 |  | Low Income Only - Rest of Country |  |  |  | SNOPR Scenario 2
|  | LCC | Net | No | Net |  |  | LCC | Net | No | Net |  |  | LCC | Net | No | Net
Level | Description | Savings | Cost | Impact | Benefit | Level | Description | Savings | Cost | Impact | Benefit | Level | Description | Savings | Cost | Impact | Benefit
NWGF | [5 empty] | NWGF | [5 empty] | NWGF
0 | NWGF 80% |  |  | 100% |  | 0 | NWGF 80% |  |  | 100% |  | 0 | NWGF 80% |  |  | 100%
1 | NWGF 90% |  |  |  |  | 1 | NWGF 90% |  |  |  |  | 1 | NWGF 90%
2 | NWGF 92% | 346.1227 | 21.23% | 47.12% | 31.66% | 2 | NWGF 92% | 473.0561 | 8.163% | 68.93% | 22.9% | 2 | NWGF 92% | 286.9735 | 36.63% | 21.39% | 41.98%
3 | NWGF 95% |  |  |  |  | 3 | NWGF 95% |  |  |  |  | 3 | NWGF 95%
4 | NWGF 98% |  |  |  |  | 4 | NWGF 98% |  |  |  |  | 4 | NWGF 98%

## Scenario 7
Simulation Results NATIONAL - 10000 samples |  |  |  | SNOPR Scenario 7 |  | Residential - Replacement |  |  |  | SNOPR Scenario 7 |  | Residential - New |  |  |  | SNOPR Scenario 7 |  | Commercial Replacement - 10000 samples |  |  |  | SNOPR Scenario 7 |  | Commercial New - 10000 samples |  |  |  | SNOPR Scenario 7 |  | Replacement |  |  |  | SNOPR Scenario 7 |  | New |  |  |  | SNOPR Scenario 7
|  | LCC | Net | No | Net |  |  | LCC | Net | No | Net |  |  | LCC | Net | No | Net |  |  | LCC | Net | No | Net |  |  | LCC | Net | No | Net |  |  | LCC | Net | No | Net |  |  | LCC | Net | No | Net
Level | Description | Savings | Cost | Impact | Benefit | Level | Description | Savings | Cost | Impact | Benefit | Level | Description | Savings | Cost | Impact | Benefit | Level | Description | Savings | Cost | Impact | Benefit | Level | Description | Savings | Cost | Impact | Benefit | Level | Description | Savings | Cost | Impact | Benefit | Level | Description | Savings | Cost | Impact | Benefit
NWGF | [5 empty] | NWGF | [5 empty] | NWGF | [5 empty] | NWGF | [5 empty] | NWGF | [5 empty] | NWGF | [5 empty] | NWGF
0 | NWGF 80% |  |  | 100% |  | 0 | NWGF 80% |  |  | 100% |  | 0 | NWGF 80% |  |  | 100% |  | 0 | NWGF 80% |  |  | 100% |  | 0 | NWGF 80% |  |  | 100% |  | 0 | NWGF 80% |  |  | 100% |  | 0 | NWGF 80% |  |  | 100%
1 | NWGF 90% |  |  |  |  | 1 | NWGF 90% |  |  |  |  | 1 | NWGF 90% |  |  |  |  | 1 | NWGF 90% |  |  |  |  | 1 | NWGF 90% |  |  |  |  | 1 | NWGF 90% |  |  |  |  | 1 | NWGF 90%
2 | NWGF 92% | 503.8875 | 17.08% | 49.36% | 33.56% | 2 | NWGF 92% | 363.1236 | 21.83% | 48.78% | 29.39% | 2 | NWGF 92% | 931.2119 | 2.989% | 50.97% | 46.04% | 2 | NWGF 92% | 278.3797 | 25.12% | 48.82% | 26.07% | 2 | NWGF 92% | 1342.5745 | 0% | 54.17% | 45.83% | 2 | NWGF 92% | 360.7258 | 21.93% | 48.78% | 29.29% | 2 | NWGF 92% | 942.098 | 2.904% | 51.06% | 46.04%
3 | NWGF 95% |  |  |  |  | 3 | NWGF 95% |  |  |  |  | 3 | NWGF 95% |  |  |  |  | 3 | NWGF 95% |  |  |  |  | 3 | NWGF 95% |  |  |  |  | 3 | NWGF 95% |  |  |  |  | 3 | NWGF 95%
4 | NWGF 98% |  |  |  |  | 4 | NWGF 98% |  |  |  |  | 4 | NWGF 98% |  |  |  |  | 4 | NWGF 98% |  |  |  |  | 4 | NWGF 98% |  |  |  |  | 4 | NWGF 98% |  |  |  |  | 4 | NWGF 98%
Simulation Results NORTH |  |  |  | SNOPR Scenario 7 |  | Residential - North - Replacement |  |  |  | SNOPR Scenario 7 |  | Residential - North - New |  |  |  | SNOPR Scenario 7 |  | Commercial - North - Replacement |  |  |  | SNOPR Scenario 7 |  | Commercial - North - New |  |  |  | SNOPR Scenario 7
|  | LCC | Net | No | Net |  |  | LCC | Net | No | Net |  |  | LCC | Net | No | Net |  |  | LCC | Net | No | Net |  |  | LCC | Net | No | Net
Level | Description | Savings | Cost | Impact | Benefit | Level | Description | Savings | Cost | Impact | Benefit | Level | Description | Savings | Cost | Impact | Benefit | Level | Description | Savings | Cost | Impact | Benefit | Level | Description | Savings | Cost | Impact | Benefit
NWGF | [5 empty] | NWGF | [5 empty] | NWGF | [5 empty] | NWGF | [5 empty] | NWGF
0 | NWGF 80% |  |  | 100% |  | 0 | NWGF 80% |  |  | 100% |  | 0 | NWGF 80% |  |  | 100% |  | 0 | NWGF 80% |  |  | 100% |  | 0 | NWGF 80% |  |  | 100%
1 | NWGF 90% |  |  |  |  | 1 | NWGF 90% |  |  |  |  | 1 | NWGF 90% |  |  |  |  | 1 | NWGF 90% |  |  |  |  | 1 | NWGF 90% | 1817.214
2 | NWGF 92% | 582.1501 | 9.077% | 67.16% | 23.76% | 2 | NWGF 92% | 431.011 | 11.25% | 69.09% | 19.66% | 2 | NWGF 92% | 904.0975 | 2.535% | 62.57% | 34.9% | 2 | NWGF 92% | 603.4246 | 16.54% | 57.89% | 25.56% | 2 | NWGF 92% | 1562.2729 | 0% | 69.57% | 30.43%
3 | NWGF 95% |  |  |  |  | 3 | NWGF 95% |  |  |  |  | 3 | NWGF 95% |  |  |  |  | 3 | NWGF 95% |  |  |  |  | 3 | NWGF 95% | 864.45
4 | NWGF 98% |  |  |  |  | 4 | NWGF 98% |  |  |  |  | 4 | NWGF 98% |  |  |  |  | 4 | NWGF 98% |  |  |  |  | 4 | NWGF 98% | 765.6446
Simulation Results Rest of Country |  |  |  | SNOPR Scenario 7 |  | Residential - Rest of Country - Replacement |  |  |  | SNOPR Scenario 7 |  | Residential - Rest of Country - New |  |  |  | SNOPR Scenario 7 |  | Commercial - Rest of Country - Repl |  |  |  | SNOPR Scenario 7 |  | Commercial - Rest of Country - New |  |  |  | SNOPR Scenario 7
|  | LCC | Net | No | Net |  |  | LCC | Net | No | Net |  |  | LCC | Net | No | Net |  |  | LCC | Net | No | Net |  |  | LCC | Net | No | Net
Level | Description | Savings | Cost | Impact | Benefit | Level | Description | Savings | Cost | Impact | Benefit | Level | Description | Savings | Cost | Impact | Benefit | Level | Description | Savings | Cost | Impact | Benefit | Level | Description | Savings | Cost | Impact | Benefit
NWGF | [5 empty] | NWGF | [5 empty] | NWGF | [5 empty] | NWGF | [5 empty] | NWGF
0 | NWGF 80% |  |  | 100% |  | 0 | NWGF 80% |  |  | 100% |  | 0 | NWGF 80% |  |  | 100% |  | 0 | NWGF 80% |  |  | 100% |  | 0 | NWGF 80% |  |  | 100%
1 | NWGF 90% |  |  |  |  | 1 | NWGF 90% |  |  |  |  | 1 | NWGF 90% |  |  |  |  | 1 | NWGF 90% |  |  |  |  | 1 | NWGF 90%
2 | NWGF 92% | 462.9198 | 26.1% | 29.29% | 44.61% | 2 | NWGF 92% | 331.9184 | 33.39% | 26.6% | 40.01% | 2 | NWGF 92% | 950.3292 | 3.524% | 37.27% | 59.21% | 2 | NWGF 92% | -71.6687 | 39.74% | 33.33% | 26.92% | 2 | NWGF 92% | 1180.6916 | 0% | 26.92% | 73.08%
3 | NWGF 95% |  |  |  |  | 3 | NWGF 95% |  |  |  |  | 3 | NWGF 95% |  |  |  |  | 3 | NWGF 95% |  |  |  |  | 3 | NWGF 95%
4 | NWGF 98% |  |  |  |  | 4 | NWGF 98% |  |  |  |  | 4 | NWGF 98% |  |  |  |  | 4 | NWGF 98% |  |  |  |  | 4 | NWGF 98%
Senior Only |  |  |  | SNOPR Scenario 7 |  | Senior Only - North |  |  |  | SNOPR Scenario 7 |  | Senior Only - Rest of Country |  |  |  | SNOPR Scenario 7
|  | LCC | Net | No | Net |  |  | LCC | Net | No | Net |  |  | LCC | Net | No | Net
Level | Description | Savings | Cost | Impact | Benefit | Level | Description | Savings | Cost | Impact | Benefit | Level | Description | Savings | Cost | Impact | Benefit
NWGF | [5 empty] | NWGF | [5 empty] | NWGF
0 | NWGF 80% |  |  | 100% |  | 0 | NWGF 80% |  |  | 100% |  | 0 | NWGF 80% |  |  | 100%
1 | NWGF 90% |  |  |  |  | 1 | NWGF 90% |  |  |  |  | 1 | NWGF 90%
2 | NWGF 92% | 565.6853 | 16.7% | 54.71% | 28.59% | 2 | NWGF 92% | 637.498 | 8.186% | 71.54% | 20.28% | 2 | NWGF 92% | 528.2033 | 26.93% | 34.49% | 38.58%
3 | NWGF 95% |  |  |  |  | 3 | NWGF 95% |  |  |  |  | 3 | NWGF 95%
4 | NWGF 98% |  |  |  |  | 4 | NWGF 98% |  |  |  |  | 4 | NWGF 98%
Low Income Only |  |  |  | SNOPR Scenario 7 |  | Low Income Only - North |  |  |  | SNOPR Scenario 7 |  | Low Income Only - Rest of Country |  |  |  | SNOPR Scenario 7
|  | LCC | Net | No | Net |  |  | LCC | Net | No | Net |  |  | LCC | Net | No | Net
Level | Description | Savings | Cost | Impact | Benefit | Level | Description | Savings | Cost | Impact | Benefit | Level | Description | Savings | Cost | Impact | Benefit
NWGF | [5 empty] | NWGF | [5 empty] | NWGF
0 | NWGF 80% |  |  | 100% |  | 0 | NWGF 80% |  |  | 100% |  | 0 | NWGF 80% |  |  | 100%
1 | NWGF 90% |  |  |  |  | 1 | NWGF 90% |  |  |  |  | 1 | NWGF 90%
2 | NWGF 92% | 423.9108 | 20.37% | 48.59% | 31.04% | 2 | NWGF 92% | 468.7084 | 8.163% | 69.61% | 22.22% | 2 | NWGF 92% | 402.848 | 34.76% | 23.8% | 41.44%
3 | NWGF 95% |  |  |  |  | 3 | NWGF 95% |  |  |  |  | 3 | NWGF 95%
4 | NWGF 98% |  |  |  |  | 4 | NWGF 98% |  |  |  |  | 4 | NWGF 98%

## Scenario 24
Simulation Results NATIONAL - 10000 samples |  |  |  | SNOPR Scenario 24 |  | Residential - Replacement |  |  |  | SNOPR Scenario 24 |  | Residential - New |  |  |  | SNOPR Scenario 24 |  | Commercial Replacement - 10000 samples |  |  |  | SNOPR Scenario 24 |  | Commercial New - 10000 samples |  |  |  | SNOPR Scenario 24 |  | Replacement |  |  |  | SNOPR Scenario 24 |  | New |  |  |  | SNOPR Scenario 24
|  | LCC | Net | No | Net |  |  | LCC | Net | No | Net |  |  | LCC | Net | No | Net |  |  | LCC | Net | No | Net |  |  | LCC | Net | No | Net |  |  | LCC | Net | No | Net |  |  | LCC | Net | No | Net
Level | Description | Savings | Cost | Impact | Benefit | Level | Description | Savings | Cost | Impact | Benefit | Level | Description | Savings | Cost | Impact | Benefit | Level | Description | Savings | Cost | Impact | Benefit | Level | Description | Savings | Cost | Impact | Benefit | Level | Description | Savings | Cost | Impact | Benefit | Level | Description | Savings | Cost | Impact | Benefit
NWGF | [5 empty] | NWGF | [5 empty] | NWGF | [5 empty] | NWGF | [5 empty] | NWGF | [5 empty] | NWGF | [5 empty] | NWGF
0 | NWGF 80% |  |  | 100% |  | 0 | NWGF 80% |  |  | 100% |  | 0 | NWGF 80% |  |  | 100% |  | 0 | NWGF 80% |  |  | 100% |  | 0 | NWGF 80% |  |  | 100% |  | 0 | NWGF 80% |  |  | 100% |  | 0 | NWGF 80% |  |  | 100%
1 | NWGF 90% |  |  |  |  | 1 | NWGF 90% |  |  |  |  | 1 | NWGF 90% |  |  |  |  | 1 | NWGF 90% |  |  |  |  | 1 | NWGF 90% |  |  |  |  | 1 | NWGF 90% |  |  |  |  | 1 | NWGF 90%
2 | NWGF 92% | -64.8034 | 22.83% | 55.98% | 21.19% | 2 | NWGF 92% | -97.5923 | 29.4% | 48.42% | 22.18% | 2 | NWGF 92% | 211.9436 | 3.191% | 77.71% | 19.1% | 2 | NWGF 92% | -493.2719 | 35.55% | 50.24% | 14.22% | 2 | NWGF 92% | 1404.356 | 0% | 86.11% | 13.89% | 2 | NWGF 92% | -108.4117 | 29.58% | 48.47% | 21.95% | 2 | NWGF 92% | 233.1609 | 3.1% | 77.94% | 18.96%
3 | NWGF 95% |  |  |  |  | 3 | NWGF 95% |  |  |  |  | 3 | NWGF 95% |  |  |  |  | 3 | NWGF 95% |  |  |  |  | 3 | NWGF 95% |  |  |  |  | 3 | NWGF 95% |  |  |  |  | 3 | NWGF 95%
4 | NWGF 98% |  |  |  |  | 4 | NWGF 98% |  |  |  |  | 4 | NWGF 98% |  |  |  |  | 4 | NWGF 98% |  |  |  |  | 4 | NWGF 98% |  |  |  |  | 4 | NWGF 98% |  |  |  |  | 4 | NWGF 98%
Simulation Results NORTH |  |  |  | SNOPR Scenario 24 |  | Residential - North - Replacement |  |  |  | SNOPR Scenario 24 |  | Residential - North - New |  |  |  | SNOPR Scenario 24 |  | Commercial - North - Replacement |  |  |  | SNOPR Scenario 24 |  | Commercial - North - New |  |  |  | SNOPR Scenario 24
|  | LCC | Net | No | Net |  |  | LCC | Net | No | Net |  |  | LCC | Net | No | Net |  |  | LCC | Net | No | Net |  |  | LCC | Net | No | Net
Level | Description | Savings | Cost | Impact | Benefit | Level | Description | Savings | Cost | Impact | Benefit | Level | Description | Savings | Cost | Impact | Benefit | Level | Description | Savings | Cost | Impact | Benefit | Level | Description | Savings | Cost | Impact | Benefit
NWGF | [5 empty] | NWGF | [5 empty] | NWGF | [5 empty] | NWGF | [5 empty] | NWGF
0 | NWGF 80% |  |  | 100% |  | 0 | NWGF 80% |  |  | 100% |  | 0 | NWGF 80% |  |  | 100% |  | 0 | NWGF 80% |  |  | 100% |  | 0 | NWGF 80% |  |  | 100%
1 | NWGF 90% |  |  |  |  | 1 | NWGF 90% |  |  |  |  | 1 | NWGF 90% |  |  |  |  | 1 | NWGF 90% |  |  |  |  | 1 | NWGF 90% | 1817.214
2 | NWGF 92% | -348.1267 | 16.15% | 69.82% | 14.02% | 2 | NWGF 92% | -506.0802 | 20.3% | 69.81% | 9.897% | 2 | NWGF 92% | 87.8513 | 4.549% | 69.8% | 25.65% | 2 | NWGF 92% | -670.7058 | 21.05% | 67.67% | 11.28% | 2 | NWGF 92% | 1404.356 | 0% | 78.26% | 21.74%
3 | NWGF 95% |  |  |  |  | 3 | NWGF 95% |  |  |  |  | 3 | NWGF 95% |  |  |  |  | 3 | NWGF 95% |  |  |  |  | 3 | NWGF 95% | 864.45
4 | NWGF 98% |  |  |  |  | 4 | NWGF 98% |  |  |  |  | 4 | NWGF 98% |  |  |  |  | 4 | NWGF 98% |  |  |  |  | 4 | NWGF 98% | 765.6446
Simulation Results Rest of Country |  |  |  | SNOPR Scenario 24 |  | Residential - Rest of Country - Replacement |  |  |  | SNOPR Scenario 24 |  | Residential - Rest of Country - New |  |  |  | SNOPR Scenario 24 |  | Commercial - Rest of Country - Repl |  |  |  | SNOPR Scenario 24 |  | Commercial - Rest of Country - New |  |  |  | SNOPR Scenario 24
|  | LCC | Net | No | Net |  |  | LCC | Net | No | Net |  |  | LCC | Net | No | Net |  |  | LCC | Net | No | Net |  |  | LCC | Net | No | Net
Level | Description | Savings | Cost | Impact | Benefit | Level | Description | Savings | Cost | Impact | Benefit | Level | Description | Savings | Cost | Impact | Benefit | Level | Description | Savings | Cost | Impact | Benefit | Level | Description | Savings | Cost | Impact | Benefit
NWGF | [5 empty] | NWGF | [5 empty] | NWGF | [5 empty] | NWGF | [5 empty] | NWGF
0 | NWGF 80% |  |  | 100% |  | 0 | NWGF 80% |  |  | 100% |  | 0 | NWGF 80% |  |  | 100% |  | 0 | NWGF 80% |  |  | 100% |  | 0 | NWGF 80% |  |  | 100%
1 | NWGF 90% |  |  |  |  | 1 | NWGF 90% |  |  |  |  | 1 | NWGF 90% |  |  |  |  | 1 | NWGF 90% |  |  |  |  | 1 | NWGF 90%
2 | NWGF 92% | 96.8213 | 30.36% | 40.37% | 29.27% | 2 | NWGF 92% | 82.0856 | 39.34% | 25.07% | 35.59% | 2 | NWGF 92% | 553.8307 | 1.586% | 87.05% | 11.37% | 2 | NWGF 92% | -370.2129 | 60.26% | 20.51% | 19.23% | 2 | NWGF 92% | #DIV/0! | 0% | 100% | 0%
3 | NWGF 95% |  |  |  |  | 3 | NWGF 95% |  |  |  |  | 3 | NWGF 95% |  |  |  |  | 3 | NWGF 95% |  |  |  |  | 3 | NWGF 95%
4 | NWGF 98% |  |  |  |  | 4 | NWGF 98% |  |  |  |  | 4 | NWGF 98% |  |  |  |  | 4 | NWGF 98% |  |  |  |  | 4 | NWGF 98%
Senior Only |  |  |  | SNOPR Scenario 24 |  | Senior Only - North |  |  |  | SNOPR Scenario 24 |  | Senior Only - Rest of Country |  |  |  | SNOPR Scenario 24
|  | LCC | Net | No | Net |  |  | LCC | Net | No | Net |  |  | LCC | Net | No | Net
Level | Description | Savings | Cost | Impact | Benefit | Level | Description | Savings | Cost | Impact | Benefit | Level | Description | Savings | Cost | Impact | Benefit
NWGF | [5 empty] | NWGF | [5 empty] | NWGF
0 | NWGF 80% |  |  | 100% |  | 0 | NWGF 80% |  |  | 100% |  | 0 | NWGF 80% |  |  | 100%
1 | NWGF 90% |  |  |  |  | 1 | NWGF 90% |  |  |  |  | 1 | NWGF 90%
2 | NWGF 92% | 10.707 | 20.76% | 60.96% | 18.28% | 2 | NWGF 92% | -194.1495 | 11.84% | 77.71% | 10.45% | 2 | NWGF 92% | 103.4426 | 31.47% | 40.85% | 27.69%
3 | NWGF 95% |  |  |  |  | 3 | NWGF 95% |  |  |  |  | 3 | NWGF 95%
4 | NWGF 98% |  |  |  |  | 4 | NWGF 98% |  |  |  |  | 4 | NWGF 98%
Low Income Only |  |  |  | SNOPR Scenario 24 |  | Low Income Only - North |  |  |  | SNOPR Scenario 24 |  | Low Income Only - Rest of Country |  |  |  | SNOPR Scenario 24
|  | LCC | Net | No | Net |  |  | LCC | Net | No | Net |  |  | LCC | Net | No | Net
Level | Description | Savings | Cost | Impact | Benefit | Level | Description | Savings | Cost | Impact | Benefit | Level | Description | Savings | Cost | Impact | Benefit
NWGF | [5 empty] | NWGF | [5 empty] | NWGF
0 | NWGF 80% |  |  | 100% |  | 0 | NWGF 80% |  |  | 100% |  | 0 | NWGF 80% |  |  | 100%
1 | NWGF 90% |  |  |  |  | 1 | NWGF 90% |  |  |  |  | 1 | NWGF 90%
2 | NWGF 92% | -307.2805 | 25.64% | 53.74% | 20.61% | 2 | NWGF 92% | -672.3226 | 14.51% | 74.6% | 10.88% | 2 | NWGF 92% | -152.9986 | 38.77% | 29.14% | 32.09%
3 | NWGF 95% |  |  |  |  | 3 | NWGF 95% |  |  |  |  | 3 | NWGF 95%
4 | NWGF 98% |  |  |  |  | 4 | NWGF 98% |  |  |  |  | 4 | NWGF 98%

## Scenario 28
Simulation Results NATIONAL - 10000 samples |  |  |  | SNOPR Scenario Int-18 |  | Residential - Replacement |  |  |  | SNOPR Scenario Int-18 |  | Residential - New |  |  |  | SNOPR Scenario Int-18 |  | Commercial Replacement - 10000 samples |  |  |  | SNOPR Scenario Int-18 |  | Commercial New - 10000 samples |  |  |  | SNOPR Scenario Int-18 |  | Replacement |  |  |  | SNOPR Scenario Int-18 |  | New |  |  |  | SNOPR Scenario Int-18
|  | LCC | Net | No | Net |  |  | LCC | Net | No | Net |  |  | LCC | Net | No | Net |  |  | LCC | Net | No | Net |  |  | LCC | Net | No | Net |  |  | LCC | Net | No | Net |  |  | LCC | Net | No | Net
Level | Description | Savings | Cost | Impact | Benefit | Level | Description | Savings | Cost | Impact | Benefit | Level | Description | Savings | Cost | Impact | Benefit | Level | Description | Savings | Cost | Impact | Benefit | Level | Description | Savings | Cost | Impact | Benefit | Level | Description | Savings | Cost | Impact | Benefit | Level | Description | Savings | Cost | Impact | Benefit
NWGF | [5 empty] | NWGF | [5 empty] | NWGF | [5 empty] | NWGF | [5 empty] | NWGF | [5 empty] | NWGF | [5 empty] | NWGF
0 | NWGF 80% |  |  | 100% |  | 0 | NWGF 80% |  |  | 100% |  | 0 | NWGF 80% |  |  | 100% |  | 0 | NWGF 80% |  |  | 100% |  | 0 | NWGF 80% |  |  | 100% |  | 0 | NWGF 80% |  |  | 100% |  | 0 | NWGF 80% |  |  | 100%
1 | NWGF 90% |  |  |  |  | 1 | NWGF 90% |  |  |  |  | 1 | NWGF 90% |  |  |  |  | 1 | NWGF 90% |  |  |  |  | 1 | NWGF 90% |  |  |  |  | 1 | NWGF 90% |  |  |  |  | 1 | NWGF 90%
2 | NWGF 92% | 280.5627 | 18.63% | 53.78% | 27.59% | 2 | NWGF 92% | 274.6825 | 24.07% | 46.18% | 29.75% | 2 | NWGF 92% | 320.2812 | 2.625% | 75.28% | 22.09% | 2 | NWGF 92% | 166.8975 | 26.07% | 51.18% | 22.75% | 2 | NWGF 92% | 1312.053 | 0% | 86.11% | 13.89% | 2 | NWGF 92% | 271.907 | 24.13% | 46.32% | 29.55% | 2 | NWGF 92% | 336.2261 | 2.551% | 75.59% | 21.86%
3 | NWGF 95% |  |  |  |  | 3 | NWGF 95% |  |  |  |  | 3 | NWGF 95% |  |  |  |  | 3 | NWGF 95% |  |  |  |  | 3 | NWGF 95% |  |  |  |  | 3 | NWGF 95% |  |  |  |  | 3 | NWGF 95%
4 | NWGF 98% |  |  |  |  | 4 | NWGF 98% |  |  |  |  | 4 | NWGF 98% |  |  |  |  | 4 | NWGF 98% |  |  |  |  | 4 | NWGF 98% |  |  |  |  | 4 | NWGF 98% |  |  |  |  | 4 | NWGF 98%
Simulation Results NORTH |  |  |  | SNOPR Scenario Int-18 |  | Residential - North - Replacement |  |  |  | SNOPR Scenario Int-18 |  | Residential - North - New |  |  |  | SNOPR Scenario Int-18 |  | Commercial - North - Replacement |  |  |  | SNOPR Scenario Int-18 |  | Commercial - North - New |  |  |  | SNOPR Scenario Int-18
|  | LCC | Net | No | Net |  |  | LCC | Net | No | Net |  |  | LCC | Net | No | Net |  |  | LCC | Net | No | Net |  |  | LCC | Net | No | Net
Level | Description | Savings | Cost | Impact | Benefit | Level | Description | Savings | Cost | Impact | Benefit | Level | Description | Savings | Cost | Impact | Benefit | Level | Description | Savings | Cost | Impact | Benefit | Level | Description | Savings | Cost | Impact | Benefit
NWGF | [5 empty] | NWGF | [5 empty] | NWGF | [5 empty] | NWGF | [5 empty] | NWGF
0 | NWGF 80% |  |  | 100% |  | 0 | NWGF 80% |  |  | 100% |  | 0 | NWGF 80% |  |  | 100% |  | 0 | NWGF 80% |  |  | 100% |  | 0 | NWGF 80% |  |  | 100%
1 | NWGF 90% |  |  |  |  | 1 | NWGF 90% |  |  |  |  | 1 | NWGF 90% |  |  |  |  | 1 | NWGF 90% |  |  |  |  | 1 | NWGF 90% | 1817.214
2 | NWGF 92% | 310.0746 | 10.55% | 65.37% | 24.08% | 2 | NWGF 92% | 319.0602 | 12.86% | 65.44% | 21.7% | 2 | NWGF 92% | 249.3495 | 3.654% | 65.18% | 31.17% | 2 | NWGF 92% | 437.0681 | 18.05% | 60.9% | 21.05% | 2 | NWGF 92% | 1312.053 | 0% | 78.26% | 21.74%
3 | NWGF 95% |  |  |  |  | 3 | NWGF 95% |  |  |  |  | 3 | NWGF 95% |  |  |  |  | 3 | NWGF 95% |  |  |  |  | 3 | NWGF 95% | 864.45
4 | NWGF 98% |  |  |  |  | 4 | NWGF 98% |  |  |  |  | 4 | NWGF 98% |  |  |  |  | 4 | NWGF 98% |  |  |  |  | 4 | NWGF 98% | 765.6446
Simulation Results Rest of Country |  |  |  | SNOPR Scenario Int-18 |  | Residential - Rest of Country - Replacement |  |  |  | SNOPR Scenario Int-18 |  | Residential - Rest of Country - New |  |  |  | SNOPR Scenario Int-18 |  | Commercial - Rest of Country - Repl |  |  |  | SNOPR Scenario Int-18 |  | Commercial - Rest of Country - New |  |  |  | SNOPR Scenario Int-18
|  | LCC | Net | No | Net |  |  | LCC | Net | No | Net |  |  | LCC | Net | No | Net |  |  | LCC | Net | No | Net |  |  | LCC | Net | No | Net
Level | Description | Savings | Cost | Impact | Benefit | Level | Description | Savings | Cost | Impact | Benefit | Level | Description | Savings | Cost | Impact | Benefit | Level | Description | Savings | Cost | Impact | Benefit | Level | Description | Savings | Cost | Impact | Benefit
NWGF | [5 empty] | NWGF | [5 empty] | NWGF | [5 empty] | NWGF | [5 empty] | NWGF
0 | NWGF 80% |  |  | 100% |  | 0 | NWGF 80% |  |  | 100% |  | 0 | NWGF 80% |  |  | 100% |  | 0 | NWGF 80% |  |  | 100% |  | 0 | NWGF 80% |  |  | 100%
1 | NWGF 90% |  |  |  |  | 1 | NWGF 90% |  |  |  |  | 1 | NWGF 90% |  |  |  |  | 1 | NWGF 90% |  |  |  |  | 1 | NWGF 90%
2 | NWGF 92% | 261.1316 | 27.74% | 40.71% | 31.55% | 2 | NWGF 92% | 252.3138 | 36.31% | 25.16% | 38.53% | 2 | NWGF 92% | 548.7304 | 1.41% | 87.22% | 11.37% | 2 | NWGF 92% | -108.5706 | 39.74% | 34.62% | 25.64% | 2 | NWGF 92% | #DIV/0! | 0% | 100% | 0%
3 | NWGF 95% |  |  |  |  | 3 | NWGF 95% |  |  |  |  | 3 | NWGF 95% |  |  |  |  | 3 | NWGF 95% |  |  |  |  | 3 | NWGF 95%
4 | NWGF 98% |  |  |  |  | 4 | NWGF 98% |  |  |  |  | 4 | NWGF 98% |  |  |  |  | 4 | NWGF 98% |  |  |  |  | 4 | NWGF 98%
Senior Only |  |  |  | SNOPR Scenario Int-18 |  | Senior Only - North |  |  |  | SNOPR Scenario Int-18 |  | Senior Only - Rest of Country |  |  |  | SNOPR Scenario Int-18
|  | LCC | Net | No | Net |  |  | LCC | Net | No | Net |  |  | LCC | Net | No | Net
Level | Description | Savings | Cost | Impact | Benefit | Level | Description | Savings | Cost | Impact | Benefit | Level | Description | Savings | Cost | Impact | Benefit
NWGF | [5 empty] | NWGF | [5 empty] | NWGF
0 | NWGF 80% |  |  | 100% |  | 0 | NWGF 80% |  |  | 100% |  | 0 | NWGF 80% |  |  | 100%
1 | NWGF 90% |  |  |  |  | 1 | NWGF 90% |  |  |  |  | 1 | NWGF 90%
2 | NWGF 92% | 405.2561 | 17.87% | 56.36% | 25.77% | 2 | NWGF 92% | 496.23 | 8.942% | 69.4% | 21.66% | 2 | NWGF 92% | 348.8615 | 28.59% | 40.7% | 30.71%
3 | NWGF 95% |  |  |  |  | 3 | NWGF 95% |  |  |  |  | 3 | NWGF 95%
4 | NWGF 98% |  |  |  |  | 4 | NWGF 98% |  |  |  |  | 4 | NWGF 98%
Low Income Only |  |  |  | SNOPR Scenario Int-18 |  | Low Income Only - North |  |  |  | SNOPR Scenario Int-18 |  | Low Income Only - Rest of Country |  |  |  | SNOPR Scenario Int-18
|  | LCC | Net | No | Net |  |  | LCC | Net | No | Net |  |  | LCC | Net | No | Net
Level | Description | Savings | Cost | Impact | Benefit | Level | Description | Savings | Cost | Impact | Benefit | Level | Description | Savings | Cost | Impact | Benefit
NWGF | [5 empty] | NWGF | [5 empty] | NWGF
0 | NWGF 80% |  |  | 100% |  | 0 | NWGF 80% |  |  | 100% |  | 0 | NWGF 80% |  |  | 100%
1 | NWGF 90% |  |  |  |  | 1 | NWGF 90% |  |  |  |  | 1 | NWGF 90%
2 | NWGF 92% | 199.8448 | 23.56% | 47.85% | 28.59% | 2 | NWGF 92% | 384.4468 | 9.977% | 63.49% | 26.53% | 2 | NWGF 92% | 87.2656 | 39.57% | 29.41% | 31.02%
3 | NWGF 95% |  |  |  |  | 3 | NWGF 95% |  |  |  |  | 3 | NWGF 95%
4 | NWGF 98% |  |  |  |  | 4 | NWGF 98% |  |  |  |  | 4 | NWGF 98%

## Scenario 29
Simulation Results NATIONAL - 10000 samples |  |  |  | SNOPR Scenario 29 |  | Residential - Replacement |  |  |  | SNOPR Scenario 29 |  | Residential - New |  |  |  | SNOPR Scenario 29 |  | Commercial Replacement - 10000 samples |  |  |  | SNOPR Scenario 29 |  | Commercial New - 10000 samples |  |  |  | SNOPR Scenario 29 |  | Replacement |  |  |  | SNOPR Scenario 29 |  | New |  |  |  | SNOPR Scenario 29
|  | LCC | Net | No | Net |  |  | LCC | Net | No | Net |  |  | LCC | Net | No | Net |  |  | LCC | Net | No | Net |  |  | LCC | Net | No | Net |  |  | LCC | Net | No | Net |  |  | LCC | Net | No | Net
Level | Description | Savings | Cost | Impact | Benefit | Level | Description | Savings | Cost | Impact | Benefit | Level | Description | Savings | Cost | Impact | Benefit | Level | Description | Savings | Cost | Impact | Benefit | Level | Description | Savings | Cost | Impact | Benefit | Level | Description | Savings | Cost | Impact | Benefit | Level | Description | Savings | Cost | Impact | Benefit
NWGF | [5 empty] | NWGF | [5 empty] | NWGF | [5 empty] | NWGF | [5 empty] | NWGF | [5 empty] | NWGF | [5 empty] | NWGF
0 | NWGF 80% |  |  | 100% |  | 0 | NWGF 80% |  |  | 100% |  | 0 | NWGF 80% |  |  | 100% |  | 0 | NWGF 80% |  |  | 100% |  | 0 | NWGF 80% |  |  | 100% |  | 0 | NWGF 80% |  |  | 100% |  | 0 | NWGF 80% |  |  | 100%
1 | NWGF 90% |  |  |  |  | 1 | NWGF 90% |  |  |  |  | 1 | NWGF 90% |  |  |  |  | 1 | NWGF 90% |  |  |  |  | 1 | NWGF 90% |  |  |  |  | 1 | NWGF 90% |  |  |  |  | 1 | NWGF 90%
2 | NWGF 92% | 200.6113 | 19.36% | 55.77% | 24.87% | 2 | NWGF 92% | 221.0481 | 25.3% | 44.05% | 30.64% | 2 | NWGF 92% | -151.5491 | 1.979% | 89.54% | 8.481% | 2 | NWGF 92% | 166.8975 | 26.07% | 51.18% | 22.75% | 2 | NWGF 92% | 1389.9 | 0% | 86.11% | 13.89% | 2 | NWGF 92% | 219.7054 | 25.32% | 44.26% | 30.42% | 2 | NWGF 92% | -94.2461 | 1.923% | 89.44% | 8.634%
3 | NWGF 95% |  |  |  |  | 3 | NWGF 95% |  |  |  |  | 3 | NWGF 95% |  |  |  |  | 3 | NWGF 95% |  |  |  |  | 3 | NWGF 95% |  |  |  |  | 3 | NWGF 95% |  |  |  |  | 3 | NWGF 95%
4 | NWGF 98% |  |  |  |  | 4 | NWGF 98% |  |  |  |  | 4 | NWGF 98% |  |  |  |  | 4 | NWGF 98% |  |  |  |  | 4 | NWGF 98% |  |  |  |  | 4 | NWGF 98% |  |  |  |  | 4 | NWGF 98%
Simulation Results NORTH |  |  |  | SNOPR Scenario 29 |  | Residential - North - Replacement |  |  |  | SNOPR Scenario 29 |  | Residential - North - New |  |  |  | SNOPR Scenario 29 |  | Commercial - North - Replacement |  |  |  | SNOPR Scenario 29 |  | Commercial - North - New |  |  |  | SNOPR Scenario 29
|  | LCC | Net | No | Net |  |  | LCC | Net | No | Net |  |  | LCC | Net | No | Net |  |  | LCC | Net | No | Net |  |  | LCC | Net | No | Net
Level | Description | Savings | Cost | Impact | Benefit | Level | Description | Savings | Cost | Impact | Benefit | Level | Description | Savings | Cost | Impact | Benefit | Level | Description | Savings | Cost | Impact | Benefit | Level | Description | Savings | Cost | Impact | Benefit
NWGF | [5 empty] | NWGF | [5 empty] | NWGF | [5 empty] | NWGF | [5 empty] | NWGF
0 | NWGF 80% |  |  | 100% |  | 0 | NWGF 80% |  |  | 100% |  | 0 | NWGF 80% |  |  | 100% |  | 0 | NWGF 80% |  |  | 100% |  | 0 | NWGF 80% |  |  | 100%
1 | NWGF 90% |  |  |  |  | 1 | NWGF 90% |  |  |  |  | 1 | NWGF 90% |  |  |  |  | 1 | NWGF 90% |  |  |  |  | 1 | NWGF 90% | 1817.214
2 | NWGF 92% | 168.7961 | 11.72% | 67.69% | 20.59% | 2 | NWGF 92% | 212.3588 | 14.79% | 62% | 23.21% | 2 | NWGF 92% | -245.7705 | 2.834% | 84.04% | 13.12% | 2 | NWGF 92% | 437.0681 | 18.05% | 60.9% | 21.05% | 2 | NWGF 92% | 1389.9 | 0% | 78.26% | 21.74%
3 | NWGF 95% |  |  |  |  | 3 | NWGF 95% |  |  |  |  | 3 | NWGF 95% |  |  |  |  | 3 | NWGF 95% |  |  |  |  | 3 | NWGF 95% | 864.45
4 | NWGF 98% |  |  |  |  | 4 | NWGF 98% |  |  |  |  | 4 | NWGF 98% |  |  |  |  | 4 | NWGF 98% |  |  |  |  | 4 | NWGF 98% | 765.6446
Simulation Results Rest of Country |  |  |  | SNOPR Scenario 29 |  | Residential - Rest of Country - Replacement |  |  |  | SNOPR Scenario 29 |  | Residential - Rest of Country - New |  |  |  | SNOPR Scenario 29 |  | Commercial - Rest of Country - Repl |  |  |  | SNOPR Scenario 29 |  | Commercial - Rest of Country - New |  |  |  | SNOPR Scenario 29
|  | LCC | Net | No | Net |  |  | LCC | Net | No | Net |  |  | LCC | Net | No | Net |  |  | LCC | Net | No | Net |  |  | LCC | Net | No | Net
Level | Description | Savings | Cost | Impact | Benefit | Level | Description | Savings | Cost | Impact | Benefit | Level | Description | Savings | Cost | Impact | Benefit | Level | Description | Savings | Cost | Impact | Benefit | Level | Description | Savings | Cost | Impact | Benefit
NWGF | [5 empty] | NWGF | [5 empty] | NWGF | [5 empty] | NWGF | [5 empty] | NWGF
0 | NWGF 80% |  |  | 100% |  | 0 | NWGF 80% |  |  | 100% |  | 0 | NWGF 80% |  |  | 100% |  | 0 | NWGF 80% |  |  | 100% |  | 0 | NWGF 80% |  |  | 100%
1 | NWGF 90% |  |  |  |  | 1 | NWGF 90% |  |  |  |  | 1 | NWGF 90% |  |  |  |  | 1 | NWGF 90% |  |  |  |  | 1 | NWGF 90%
2 | NWGF 92% | 220.7027 | 27.97% | 42.33% | 29.7% | 2 | NWGF 92% | 225.8197 | 36.77% | 24.47% | 38.76% | 2 | NWGF 92% | 296.526 | 0.9692% | 96.04% | 2.996% | 2 | NWGF 92% | -108.5706 | 39.74% | 34.62% | 25.64% | 2 | NWGF 92% | #DIV/0! | 0% | 100% | 0%
3 | NWGF 95% |  |  |  |  | 3 | NWGF 95% |  |  |  |  | 3 | NWGF 95% |  |  |  |  | 3 | NWGF 95% |  |  |  |  | 3 | NWGF 95%
4 | NWGF 98% |  |  |  |  | 4 | NWGF 98% |  |  |  |  | 4 | NWGF 98% |  |  |  |  | 4 | NWGF 98% |  |  |  |  | 4 | NWGF 98%
Senior Only |  |  |  | SNOPR Scenario 29 |  | Senior Only - North |  |  |  | SNOPR Scenario 29 |  | Senior Only - Rest of Country |  |  |  | SNOPR Scenario 29
|  | LCC | Net | No | Net |  |  | LCC | Net | No | Net |  |  | LCC | Net | No | Net
Level | Description | Savings | Cost | Impact | Benefit | Level | Description | Savings | Cost | Impact | Benefit | Level | Description | Savings | Cost | Impact | Benefit
NWGF | [5 empty] | NWGF | [5 empty] | NWGF
0 | NWGF 80% |  |  | 100% |  | 0 | NWGF 80% |  |  | 100% |  | 0 | NWGF 80% |  |  | 100%
1 | NWGF 90% |  |  |  |  | 1 | NWGF 90% |  |  |  |  | 1 | NWGF 90%
2 | NWGF 92% | 363.4112 | 18.49% | 55.6% | 25.91% | 2 | NWGF 92% | 391.1124 | 10.08% | 67.51% | 22.42% | 2 | NWGF 92% | 344.9912 | 28.59% | 41.3% | 30.11%
3 | NWGF 95% |  |  |  |  | 3 | NWGF 95% |  |  |  |  | 3 | NWGF 95%
4 | NWGF 98% |  |  |  |  | 4 | NWGF 98% |  |  |  |  | 4 | NWGF 98%
Low Income Only |  |  |  | SNOPR Scenario 29 |  | Low Income Only - North |  |  |  | SNOPR Scenario 29 |  | Low Income Only - Rest of Country |  |  |  | SNOPR Scenario 29
|  | LCC | Net | No | Net |  |  | LCC | Net | No | Net |  |  | LCC | Net | No | Net
Level | Description | Savings | Cost | Impact | Benefit | Level | Description | Savings | Cost | Impact | Benefit | Level | Description | Savings | Cost | Impact | Benefit
NWGF | [5 empty] | NWGF | [5 empty] | NWGF
0 | NWGF 80% |  |  | 100% |  | 0 | NWGF 80% |  |  | 100% |  | 0 | NWGF 80% |  |  | 100%
1 | NWGF 90% |  |  |  |  | 1 | NWGF 90% |  |  |  |  | 1 | NWGF 90%
2 | NWGF 92% | 190.5158 | 24.79% | 46.5% | 28.71% | 2 | NWGF 92% | 378.467 | 12.02% | 61% | 26.98% | 2 | NWGF 92% | 68.0627 | 39.84% | 29.41% | 30.75%
3 | NWGF 95% |  |  |  |  | 3 | NWGF 95% |  |  |  |  | 3 | NWGF 95%
4 | NWGF 98% |  |  |  |  | 4 | NWGF 98% |  |  |  |  | 4 | NWGF 98%

## Scenario 30
Simulation Results NATIONAL - 10000 samples |  |  |  | SNOPR Scenario 30 |  | Residential - Replacement |  |  |  | SNOPR Scenario 30 |  | Residential - New |  |  |  | SNOPR Scenario 30 |  | Commercial Replacement - 10000 samples |  |  |  | SNOPR Scenario 30 |  | Commercial New - 10000 samples |  |  |  | SNOPR Scenario 30 |  | Replacement |  |  |  | SNOPR Scenario 30 |  | New |  |  |  | SNOPR Scenario 30
|  | LCC | Net | No | Net |  |  | LCC | Net | No | Net |  |  | LCC | Net | No | Net |  |  | LCC | Net | No | Net |  |  | LCC | Net | No | Net |  |  | LCC | Net | No | Net |  |  | LCC | Net | No | Net
Level | Description | Savings | Cost | Impact | Benefit | Level | Description | Savings | Cost | Impact | Benefit | Level | Description | Savings | Cost | Impact | Benefit | Level | Description | Savings | Cost | Impact | Benefit | Level | Description | Savings | Cost | Impact | Benefit | Level | Description | Savings | Cost | Impact | Benefit | Level | Description | Savings | Cost | Impact | Benefit
NWGF | [5 empty] | NWGF | [5 empty] | NWGF | [5 empty] | NWGF | [5 empty] | NWGF | [5 empty] | NWGF | [5 empty] | NWGF
0 | NWGF 80% |  |  | 100% |  | 0 | NWGF 80% |  |  | 100% |  | 0 | NWGF 80% |  |  | 100% |  | 0 | NWGF 80% |  |  | 100% |  | 0 | NWGF 80% |  |  | 100% |  | 0 | NWGF 80% |  |  | 100% |  | 0 | NWGF 80% |  |  | 100%
1 | NWGF 90% |  |  |  |  | 1 | NWGF 90% |  |  |  |  | 1 | NWGF 90% |  |  |  |  | 1 | NWGF 90% |  |  |  |  | 1 | NWGF 90% |  |  |  |  | 1 | NWGF 90% |  |  |  |  | 1 | NWGF 90%
2 | NWGF 92% | 376.5456 | 18.6% | 53.06% | 28.34% | 2 | NWGF 92% | 331.4431 | 24.07% | 45.84% | 30.09% | 2 | NWGF 92% | 663.5422 | 2.504% | 73.38% | 24.11% | 2 | NWGF 92% | 166.8975 | 26.07% | 51.18% | 22.75% | 2 | NWGF 92% | 1312.053 | 0% | 86.11% | 13.89% | 2 | NWGF 92% | 327.2324 | 24.13% | 45.99% | 29.88% | 2 | NWGF 92% | 673.2359 | 2.433% | 73.74% | 23.82%
3 | NWGF 95% |  |  |  |  | 3 | NWGF 95% |  |  |  |  | 3 | NWGF 95% |  |  |  |  | 3 | NWGF 95% |  |  |  |  | 3 | NWGF 95% |  |  |  |  | 3 | NWGF 95% |  |  |  |  | 3 | NWGF 95%
4 | NWGF 98% |  |  |  |  | 4 | NWGF 98% |  |  |  |  | 4 | NWGF 98% |  |  |  |  | 4 | NWGF 98% |  |  |  |  | 4 | NWGF 98% |  |  |  |  | 4 | NWGF 98% |  |  |  |  | 4 | NWGF 98%
Simulation Results NORTH |  |  |  | SNOPR Scenario 30 |  | Residential - North - Replacement |  |  |  | SNOPR Scenario 30 |  | Residential - North - New |  |  |  | SNOPR Scenario 30 |  | Commercial - North - Replacement |  |  |  | SNOPR Scenario 30 |  | Commercial - North - New |  |  |  | SNOPR Scenario 30
|  | LCC | Net | No | Net |  |  | LCC | Net | No | Net |  |  | LCC | Net | No | Net |  |  | LCC | Net | No | Net |  |  | LCC | Net | No | Net
Level | Description | Savings | Cost | Impact | Benefit | Level | Description | Savings | Cost | Impact | Benefit | Level | Description | Savings | Cost | Impact | Benefit | Level | Description | Savings | Cost | Impact | Benefit | Level | Description | Savings | Cost | Impact | Benefit
NWGF | [5 empty] | NWGF | [5 empty] | NWGF | [5 empty] | NWGF | [5 empty] | NWGF
0 | NWGF 80% |  |  | 100% |  | 0 | NWGF 80% |  |  | 100% |  | 0 | NWGF 80% |  |  | 100% |  | 0 | NWGF 80% |  |  | 100% |  | 0 | NWGF 80% |  |  | 100%
1 | NWGF 90% |  |  |  |  | 1 | NWGF 90% |  |  |  |  | 1 | NWGF 90% |  |  |  |  | 1 | NWGF 90% |  |  |  |  | 1 | NWGF 90% | 1817.214
2 | NWGF 92% | 437.2164 | 10.49% | 64.63% | 24.87% | 2 | NWGF 92% | 376.5343 | 12.91% | 65.23% | 21.86% | 2 | NWGF 92% | 579.7779 | 3.281% | 62.86% | 33.86% | 2 | NWGF 92% | 437.0681 | 18.05% | 60.9% | 21.05% | 2 | NWGF 92% | 1312.053 | 0% | 78.26% | 21.74%
3 | NWGF 95% |  |  |  |  | 3 | NWGF 95% |  |  |  |  | 3 | NWGF 95% |  |  |  |  | 3 | NWGF 95% |  |  |  |  | 3 | NWGF 95% | 864.45
4 | NWGF 98% |  |  |  |  | 4 | NWGF 98% |  |  |  |  | 4 | NWGF 98% |  |  |  |  | 4 | NWGF 98% |  |  |  |  | 4 | NWGF 98% | 765.6446
Simulation Results Rest of Country |  |  |  | SNOPR Scenario 30 |  | Residential - Rest of Country - Replacement |  |  |  | SNOPR Scenario 30 |  | Residential - Rest of Country - New |  |  |  | SNOPR Scenario 30 |  | Commercial - Rest of Country - Repl |  |  |  | SNOPR Scenario 30 |  | Commercial - Rest of Country - New |  |  |  | SNOPR Scenario 30
|  | LCC | Net | No | Net |  |  | LCC | Net | No | Net |  |  | LCC | Net | No | Net |  |  | LCC | Net | No | Net |  |  | LCC | Net | No | Net
Level | Description | Savings | Cost | Impact | Benefit | Level | Description | Savings | Cost | Impact | Benefit | Level | Description | Savings | Cost | Impact | Benefit | Level | Description | Savings | Cost | Impact | Benefit | Level | Description | Savings | Cost | Impact | Benefit
NWGF | [5 empty] | NWGF | [5 empty] | NWGF | [5 empty] | NWGF | [5 empty] | NWGF
0 | NWGF 80% |  |  | 100% |  | 0 | NWGF 80% |  |  | 100% |  | 0 | NWGF 80% |  |  | 100% |  | 0 | NWGF 80% |  |  | 100% |  | 0 | NWGF 80% |  |  | 100%
1 | NWGF 90% |  |  |  |  | 1 | NWGF 90% |  |  |  |  | 1 | NWGF 90% |  |  |  |  | 1 | NWGF 90% |  |  |  |  | 1 | NWGF 90%
2 | NWGF 92% | 336.2275 | 27.74% | 40.01% | 32.25% | 2 | NWGF 92% | 308.7246 | 36.25% | 24.67% | 39.08% | 2 | NWGF 92% | 922.6393 | 1.586% | 85.81% | 12.6% | 2 | NWGF 92% | -108.5706 | 39.74% | 34.62% | 25.64% | 2 | NWGF 92% | #DIV/0! | 0% | 100% | 0%
3 | NWGF 95% |  |  |  |  | 3 | NWGF 95% |  |  |  |  | 3 | NWGF 95% |  |  |  |  | 3 | NWGF 95% |  |  |  |  | 3 | NWGF 95%
4 | NWGF 98% |  |  |  |  | 4 | NWGF 98% |  |  |  |  | 4 | NWGF 98% |  |  |  |  | 4 | NWGF 98% |  |  |  |  | 4 | NWGF 98%
Senior Only |  |  |  | SNOPR Scenario 30 |  | Senior Only - North |  |  |  | SNOPR Scenario 30 |  | Senior Only - Rest of Country |  |  |  | SNOPR Scenario 30
|  | LCC | Net | No | Net |  |  | LCC | Net | No | Net |  |  | LCC | Net | No | Net
Level | Description | Savings | Cost | Impact | Benefit | Level | Description | Savings | Cost | Impact | Benefit | Level | Description | Savings | Cost | Impact | Benefit
NWGF | [5 empty] | NWGF | [5 empty] | NWGF
0 | NWGF 80% |  |  | 100% |  | 0 | NWGF 80% |  |  | 100% |  | 0 | NWGF 80% |  |  | 100%
1 | NWGF 90% |  |  |  |  | 1 | NWGF 90% |  |  |  |  | 1 | NWGF 90%
2 | NWGF 92% | 508.6206 | 17.73% | 55.67% | 26.6% | 2 | NWGF 92% | 560.5909 | 8.816% | 68.89% | 22.29% | 2 | NWGF 92% | 476.3676 | 28.44% | 39.79% | 31.77%
3 | NWGF 95% |  |  |  |  | 3 | NWGF 95% |  |  |  |  | 3 | NWGF 95%
4 | NWGF 98% |  |  |  |  | 4 | NWGF 98% |  |  |  |  | 4 | NWGF 98%
Low Income Only |  |  |  | SNOPR Scenario 30 |  | Low Income Only - North |  |  |  | SNOPR Scenario 30 |  | Low Income Only - Rest of Country |  |  |  | SNOPR Scenario 30
|  | LCC | Net | No | Net |  |  | LCC | Net | No | Net |  |  | LCC | Net | No | Net
Level | Description | Savings | Cost | Impact | Benefit | Level | Description | Savings | Cost | Impact | Benefit | Level | Description | Savings | Cost | Impact | Benefit
NWGF | [5 empty] | NWGF | [5 empty] | NWGF
0 | NWGF 80% |  |  | 100% |  | 0 | NWGF 80% |  |  | 100% |  | 0 | NWGF 80% |  |  | 100%
1 | NWGF 90% |  |  |  |  | 1 | NWGF 90% |  |  |  |  | 1 | NWGF 90%
2 | NWGF 92% | 334.3706 | 22.94% | 47.61% | 29.45% | 2 | NWGF 92% | 413.8994 | 9.977% | 63.27% | 26.76% | 2 | NWGF 92% | 285.753 | 38.24% | 29.14% | 32.62%
3 | NWGF 95% |  |  |  |  | 3 | NWGF 95% |  |  |  |  | 3 | NWGF 95%
4 | NWGF 98% |  |  |  |  | 4 | NWGF 98% |  |  |  |  | 4 | NWGF 98%

## Scenario 31
Simulation Results NATIONAL - 10000 samples |  |  |  | SNOPR Scenario 31 |  | Residential - Replacement |  |  |  | SNOPR Scenario 31 |  | Residential - New |  |  |  | SNOPR Scenario 31 |  | Commercial Replacement - 10000 samples |  |  |  | SNOPR Scenario 31 |  | Commercial New - 10000 samples |  |  |  | SNOPR Scenario 31 |  | Replacement |  |  |  | SNOPR Scenario 31 |  | New |  |  |  | SNOPR Scenario 31
|  | LCC | Net | No | Net |  |  | LCC | Net | No | Net |  |  | LCC | Net | No | Net |  |  | LCC | Net | No | Net |  |  | LCC | Net | No | Net |  |  | LCC | Net | No | Net |  |  | LCC | Net | No | Net
Level | Description | Savings | Cost | Impact | Benefit | Level | Description | Savings | Cost | Impact | Benefit | Level | Description | Savings | Cost | Impact | Benefit | Level | Description | Savings | Cost | Impact | Benefit | Level | Description | Savings | Cost | Impact | Benefit | Level | Description | Savings | Cost | Impact | Benefit | Level | Description | Savings | Cost | Impact | Benefit
NWGF | [5 empty] | NWGF | [5 empty] | NWGF | [5 empty] | NWGF | [5 empty] | NWGF | [5 empty] | NWGF | [5 empty] | NWGF
0 | NWGF 80% |  |  | 100% |  | 0 | NWGF 80% |  |  | 100% |  | 0 | NWGF 80% |  |  | 100% |  | 0 | NWGF 80% |  |  | 100% |  | 0 | NWGF 80% |  |  | 100% |  | 0 | NWGF 80% |  |  | 100% |  | 0 | NWGF 80% |  |  | 100%
1 | NWGF 90% |  |  |  |  | 1 | NWGF 90% |  |  |  |  | 1 | NWGF 90% |  |  |  |  | 1 | NWGF 90% |  |  |  |  | 1 | NWGF 90% |  |  |  |  | 1 | NWGF 90% |  |  |  |  | 1 | NWGF 90%
2 | NWGF 92% | 252.5053 | 19.32% | 55.46% | 25.22% | 2 | NWGF 92% | 265.9455 | 25.3% | 43.76% | 30.93% | 2 | NWGF 92% | 39.5505 | 1.817% | 89.14% | 9.047% | 2 | NWGF 92% | 166.8975 | 26.07% | 51.18% | 22.75% | 2 | NWGF 92% | 1389.9 | 0% | 86.11% | 13.89% | 2 | NWGF 92% | 263.5019 | 25.32% | 43.97% | 30.7% | 2 | NWGF 92% | 87.9501 | 1.766% | 89.05% | 9.184%
3 | NWGF 95% |  |  |  |  | 3 | NWGF 95% |  |  |  |  | 3 | NWGF 95% |  |  |  |  | 3 | NWGF 95% |  |  |  |  | 3 | NWGF 95% |  |  |  |  | 3 | NWGF 95% |  |  |  |  | 3 | NWGF 95%
4 | NWGF 98% |  |  |  |  | 4 | NWGF 98% |  |  |  |  | 4 | NWGF 98% |  |  |  |  | 4 | NWGF 98% |  |  |  |  | 4 | NWGF 98% |  |  |  |  | 4 | NWGF 98% |  |  |  |  | 4 | NWGF 98%
Simulation Results NORTH |  |  |  | SNOPR Scenario 31 |  | Residential - North - Replacement |  |  |  | SNOPR Scenario 31 |  | Residential - North - New |  |  |  | SNOPR Scenario 31 |  | Commercial - North - Replacement |  |  |  | SNOPR Scenario 31 |  | Commercial - North - New |  |  |  | SNOPR Scenario 31
|  | LCC | Net | No | Net |  |  | LCC | Net | No | Net |  |  | LCC | Net | No | Net |  |  | LCC | Net | No | Net |  |  | LCC | Net | No | Net
Level | Description | Savings | Cost | Impact | Benefit | Level | Description | Savings | Cost | Impact | Benefit | Level | Description | Savings | Cost | Impact | Benefit | Level | Description | Savings | Cost | Impact | Benefit | Level | Description | Savings | Cost | Impact | Benefit
NWGF | [5 empty] | NWGF | [5 empty] | NWGF | [5 empty] | NWGF | [5 empty] | NWGF
0 | NWGF 80% |  |  | 100% |  | 0 | NWGF 80% |  |  | 100% |  | 0 | NWGF 80% |  |  | 100% |  | 0 | NWGF 80% |  |  | 100% |  | 0 | NWGF 80% |  |  | 100%
1 | NWGF 90% |  |  |  |  | 1 | NWGF 90% |  |  |  |  | 1 | NWGF 90% |  |  |  |  | 1 | NWGF 90% |  |  |  |  | 1 | NWGF 90% | 1817.214
2 | NWGF 92% | 216.6384 | 11.66% | 67.5% | 20.83% | 2 | NWGF 92% | 245.6361 | 14.82% | 61.84% | 23.34% | 2 | NWGF 92% | -81.5708 | 2.535% | 83.74% | 13.72% | 2 | NWGF 92% | 437.0681 | 18.05% | 60.9% | 21.05% | 2 | NWGF 92% | 1389.9 | 0% | 78.26% | 21.74%
3 | NWGF 95% |  |  |  |  | 3 | NWGF 95% |  |  |  |  | 3 | NWGF 95% |  |  |  |  | 3 | NWGF 95% |  |  |  |  | 3 | NWGF 95% | 864.45
4 | NWGF 98% |  |  |  |  | 4 | NWGF 98% |  |  |  |  | 4 | NWGF 98% |  |  |  |  | 4 | NWGF 98% |  |  |  |  | 4 | NWGF 98% | 765.6446
Simulation Results Rest of Country |  |  |  | SNOPR Scenario 31 |  | Residential - Rest of Country - Replacement |  |  |  | SNOPR Scenario 31 |  | Residential - Rest of Country - New |  |  |  | SNOPR Scenario 31 |  | Commercial - Rest of Country - Repl |  |  |  | SNOPR Scenario 31 |  | Commercial - Rest of Country - New |  |  |  | SNOPR Scenario 31
|  | LCC | Net | No | Net |  |  | LCC | Net | No | Net |  |  | LCC | Net | No | Net |  |  | LCC | Net | No | Net |  |  | LCC | Net | No | Net
Level | Description | Savings | Cost | Impact | Benefit | Level | Description | Savings | Cost | Impact | Benefit | Level | Description | Savings | Cost | Impact | Benefit | Level | Description | Savings | Cost | Impact | Benefit | Level | Description | Savings | Cost | Impact | Benefit
NWGF | [5 empty] | NWGF | [5 empty] | NWGF | [5 empty] | NWGF | [5 empty] | NWGF
0 | NWGF 80% |  |  | 100% |  | 0 | NWGF 80% |  |  | 100% |  | 0 | NWGF 80% |  |  | 100% |  | 0 | NWGF 80% |  |  | 100% |  | 0 | NWGF 80% |  |  | 100%
1 | NWGF 90% |  |  |  |  | 1 | NWGF 90% |  |  |  |  | 1 | NWGF 90% |  |  |  |  | 1 | NWGF 90% |  |  |  |  | 1 | NWGF 90%
2 | NWGF 92% | 275.1124 | 27.95% | 41.88% | 30.16% | 2 | NWGF 92% | 277.0809 | 36.74% | 24.03% | 39.23% | 2 | NWGF 92% | 557.2849 | 0.9692% | 95.51% | 3.524% | 2 | NWGF 92% | -108.5706 | 39.74% | 34.62% | 25.64% | 2 | NWGF 92% | #DIV/0! | 0% | 100% | 0%
3 | NWGF 95% |  |  |  |  | 3 | NWGF 95% |  |  |  |  | 3 | NWGF 95% |  |  |  |  | 3 | NWGF 95% |  |  |  |  | 3 | NWGF 95%
4 | NWGF 98% |  |  |  |  | 4 | NWGF 98% |  |  |  |  | 4 | NWGF 98% |  |  |  |  | 4 | NWGF 98% |  |  |  |  | 4 | NWGF 98%
Senior Only |  |  |  | SNOPR Scenario 31 |  | Senior Only - North |  |  |  | SNOPR Scenario 31 |  | Senior Only - Rest of Country |  |  |  | SNOPR Scenario 31
|  | LCC | Net | No | Net |  |  | LCC | Net | No | Net |  |  | LCC | Net | No | Net
Level | Description | Savings | Cost | Impact | Benefit | Level | Description | Savings | Cost | Impact | Benefit | Level | Description | Savings | Cost | Impact | Benefit
NWGF | [5 empty] | NWGF | [5 empty] | NWGF
0 | NWGF 80% |  |  | 100% |  | 0 | NWGF 80% |  |  | 100% |  | 0 | NWGF 80% |  |  | 100%
1 | NWGF 90% |  |  |  |  | 1 | NWGF 90% |  |  |  |  | 1 | NWGF 90%
2 | NWGF 92% | 430.8655 | 18.42% | 55.26% | 26.32% | 2 | NWGF 92% | 401.6479 | 9.95% | 67.51% | 22.54% | 2 | NWGF 92% | 450.0465 | 28.59% | 40.54% | 30.86%
3 | NWGF 95% |  |  |  |  | 3 | NWGF 95% |  |  |  |  | 3 | NWGF 95%
4 | NWGF 98% |  |  |  |  | 4 | NWGF 98% |  |  |  |  | 4 | NWGF 98%
Low Income Only |  |  |  | SNOPR Scenario 31 |  | Low Income Only - North |  |  |  | SNOPR Scenario 31 |  | Low Income Only - Rest of Country |  |  |  | SNOPR Scenario 31
|  | LCC | Net | No | Net |  |  | LCC | Net | No | Net |  |  | LCC | Net | No | Net
Level | Description | Savings | Cost | Impact | Benefit | Level | Description | Savings | Cost | Impact | Benefit | Level | Description | Savings | Cost | Impact | Benefit
NWGF | [5 empty] | NWGF | [5 empty] | NWGF
0 | NWGF 80% |  |  | 100% |  | 0 | NWGF 80% |  |  | 100% |  | 0 | NWGF 80% |  |  | 100%
1 | NWGF 90% |  |  |  |  | 1 | NWGF 90% |  |  |  |  | 1 | NWGF 90%
2 | NWGF 92% | 318.5824 | 24.29% | 46.38% | 29.33% | 2 | NWGF 92% | 397.0722 | 12.02% | 61% | 26.98% | 2 | NWGF 92% | 267.6382 | 38.77% | 29.14% | 32.09%
3 | NWGF 95% |  |  |  |  | 3 | NWGF 95% |  |  |  |  | 3 | NWGF 95%
4 | NWGF 98% |  |  |  |  | 4 | NWGF 98% |  |  |  |  | 4 | NWGF 98%

## Scenario 32
Simulation Results NATIONAL - 10000 samples |  |  |  | SNOPR Scenario 32 |  | Residential - Replacement |  |  |  | SNOPR Scenario 32 |  | Residential - New |  |  |  | SNOPR Scenario 32 |  | Commercial Replacement - 10000 samples |  |  |  | SNOPR Scenario 32 |  | Commercial New - 10000 samples |  |  |  | SNOPR Scenario 32 |  | Replacement |  |  |  | SNOPR Scenario 32 |  | New |  |  |  | SNOPR Scenario 32
|  | LCC | Net | No | Net |  |  | LCC | Net | No | Net |  |  | LCC | Net | No | Net |  |  | LCC | Net | No | Net |  |  | LCC | Net | No | Net |  |  | LCC | Net | No | Net |  |  | LCC | Net | No | Net
Level | Description | Savings | Cost | Impact | Benefit | Level | Description | Savings | Cost | Impact | Benefit | Level | Description | Savings | Cost | Impact | Benefit | Level | Description | Savings | Cost | Impact | Benefit | Level | Description | Savings | Cost | Impact | Benefit | Level | Description | Savings | Cost | Impact | Benefit | Level | Description | Savings | Cost | Impact | Benefit
NWGF | [5 empty] | NWGF | [5 empty] | NWGF | [5 empty] | NWGF | [5 empty] | NWGF | [5 empty] | NWGF | [5 empty] | NWGF
0 | NWGF 80% |  |  | 100% |  | 0 | NWGF 80% |  |  | 100% |  | 0 | NWGF 80% |  |  | 100% |  | 0 | NWGF 80% |  |  | 100% |  | 0 | NWGF 80% |  |  | 100% |  | 0 | NWGF 80% |  |  | 100% |  | 0 | NWGF 80% |  |  | 100%
1 | NWGF 90% |  |  |  |  | 1 | NWGF 90% |  |  |  |  | 1 | NWGF 90% |  |  |  |  | 1 | NWGF 90% |  |  |  |  | 1 | NWGF 90% |  |  |  |  | 1 | NWGF 90% |  |  |  |  | 1 | NWGF 90%
2 | NWGF 92% | -1928.7731 | 24.14% | 53.13% | 22.73% | 2 | NWGF 92% | -1592.3537 | 29.12% | 44.63% | 26.25% | 2 | NWGF 92% | -4751.5322 | 10.55% | 76.81% | 12.64% | 2 | NWGF 92% | 242.3266 | 20.27% | 57.66% | 22.07% | 2 | NWGF 92% | 1907.39 | 0% | 85.54% | 14.46% | 2 | NWGF 92% | -1550.3722 | 28.85% | 45.02% | 26.12% | 2 | NWGF 92% | -4613.5235 | 10.21% | 77.1% | 12.7%
3 | NWGF 95% |  |  |  |  | 3 | NWGF 95% |  |  |  |  | 3 | NWGF 95% |  |  |  |  | 3 | NWGF 95% |  |  |  |  | 3 | NWGF 95% |  |  |  |  | 3 | NWGF 95% |  |  |  |  | 3 | NWGF 95%
4 | NWGF 98% |  |  |  |  | 4 | NWGF 98% |  |  |  |  | 4 | NWGF 98% |  |  |  |  | 4 | NWGF 98% |  |  |  |  | 4 | NWGF 98% |  |  |  |  | 4 | NWGF 98% |  |  |  |  | 4 | NWGF 98%
Simulation Results NORTH |  |  |  | SNOPR Scenario 32 |  | Residential - North - Replacement |  |  |  | SNOPR Scenario 32 |  | Residential - North - New |  |  |  | SNOPR Scenario 32 |  | Commercial - North - Replacement |  |  |  | SNOPR Scenario 32 |  | Commercial - North - New |  |  |  | SNOPR Scenario 32
|  | LCC | Net | No | Net |  |  | LCC | Net | No | Net |  |  | LCC | Net | No | Net |  |  | LCC | Net | No | Net |  |  | LCC | Net | No | Net
Level | Description | Savings | Cost | Impact | Benefit | Level | Description | Savings | Cost | Impact | Benefit | Level | Description | Savings | Cost | Impact | Benefit | Level | Description | Savings | Cost | Impact | Benefit | Level | Description | Savings | Cost | Impact | Benefit
NWGF | [5 empty] | NWGF | [5 empty] | NWGF | [5 empty] | NWGF | [5 empty] | NWGF
0 | NWGF 80% |  |  | 100% |  | 0 | NWGF 80% |  |  | 100% |  | 0 | NWGF 80% |  |  | 100% |  | 0 | NWGF 80% |  |  | 100% |  | 0 | NWGF 80% |  |  | 100%
1 | NWGF 90% |  |  |  |  | 1 | NWGF 90% |  |  |  |  | 1 | NWGF 90% |  |  |  |  | 1 | NWGF 90% |  |  |  |  | 1 | NWGF 90% | 1817.214
2 | NWGF 92% | -3282.1257 | 16.77% | 64.81% | 18.42% | 2 | NWGF 92% | -2597.2927 | 17.31% | 63.45% | 19.24% | 2 | NWGF 92% | -6011.9379 | 16.21% | 67.65% | 16.14% | 2 | NWGF 92% | 383.4862 | 14.19% | 67.57% | 18.24% | 2 | NWGF 92% | 1750.7511 | 0% | 83.02% | 16.98%
3 | NWGF 95% |  |  |  |  | 3 | NWGF 95% |  |  |  |  | 3 | NWGF 95% |  |  |  |  | 3 | NWGF 95% |  |  |  |  | 3 | NWGF 95% | 864.45
4 | NWGF 98% |  |  |  |  | 4 | NWGF 98% |  |  |  |  | 4 | NWGF 98% |  |  |  |  | 4 | NWGF 98% |  |  |  |  | 4 | NWGF 98% | 765.6446
Simulation Results Rest of Country |  |  |  | SNOPR Scenario 32 |  | Residential - Rest of Country - Replacement |  |  |  | SNOPR Scenario 32 |  | Residential - Rest of Country - New |  |  |  | SNOPR Scenario 32 |  | Commercial - Rest of Country - Repl |  |  |  | SNOPR Scenario 32 |  | Commercial - Rest of Country - New |  |  |  | SNOPR Scenario 32
|  | LCC | Net | No | Net |  |  | LCC | Net | No | Net |  |  | LCC | Net | No | Net |  |  | LCC | Net | No | Net |  |  | LCC | Net | No | Net
Level | Description | Savings | Cost | Impact | Benefit | Level | Description | Savings | Cost | Impact | Benefit | Level | Description | Savings | Cost | Impact | Benefit | Level | Description | Savings | Cost | Impact | Benefit | Level | Description | Savings | Cost | Impact | Benefit
NWGF | [5 empty] | NWGF | [5 empty] | NWGF | [5 empty] | NWGF | [5 empty] | NWGF
0 | NWGF 80% |  |  | 100% |  | 0 | NWGF 80% |  |  | 100% |  | 0 | NWGF 80% |  |  | 100% |  | 0 | NWGF 80% |  |  | 100% |  | 0 | NWGF 80% |  |  | 100%
1 | NWGF 90% |  |  |  |  | 1 | NWGF 90% |  |  |  |  | 1 | NWGF 90% |  |  |  |  | 1 | NWGF 90% |  |  |  |  | 1 | NWGF 90%
2 | NWGF 92% | -1035.9629 | 32.43% | 39.99% | 27.58% | 2 | NWGF 92% | -1066.4293 | 41.93% | 24.22% | 33.85% | 2 | NWGF 92% | -907.2949 | 3.911% | 87.56% | 8.533% | 2 | NWGF 92% | 95.0296 | 32.43% | 37.84% | 29.73% | 2 | NWGF 92% | 2377.3067 | 0% | 90% | 10%
3 | NWGF 95% |  |  |  |  | 3 | NWGF 95% |  |  |  |  | 3 | NWGF 95% |  |  |  |  | 3 | NWGF 95% |  |  |  |  | 3 | NWGF 95%
4 | NWGF 98% |  |  |  |  | 4 | NWGF 98% |  |  |  |  | 4 | NWGF 98% |  |  |  |  | 4 | NWGF 98% |  |  |  |  | 4 | NWGF 98%
Senior Only |  |  |  | SNOPR Scenario 32 |  | Senior Only - North |  |  |  | SNOPR Scenario 32 |  | Senior Only - Rest of Country |  |  |  | SNOPR Scenario 32
|  | LCC | Net | No | Net |  |  | LCC | Net | No | Net |  |  | LCC | Net | No | Net
Level | Description | Savings | Cost | Impact | Benefit | Level | Description | Savings | Cost | Impact | Benefit | Level | Description | Savings | Cost | Impact | Benefit
NWGF | [5 empty] | NWGF | [5 empty] | NWGF
0 | NWGF 80% |  |  | 100% |  | 0 | NWGF 80% |  |  | 100% |  | 0 | NWGF 80% |  |  | 100%
1 | NWGF 90% |  |  |  |  | 1 | NWGF 90% |  |  |  |  | 1 | NWGF 90%
2 | NWGF 92% | -1506.692 | 22.17% | 55.24% | 22.59% | 2 | NWGF 92% | -2337.7387 | 14.53% | 66.5% | 18.97% | 2 | NWGF 92% | -892.44 | 32.2% | 40.45% | 27.35%
3 | NWGF 95% |  |  |  |  | 3 | NWGF 95% |  |  |  |  | 3 | NWGF 95%
4 | NWGF 98% |  |  |  |  | 4 | NWGF 98% |  |  |  |  | 4 | NWGF 98%
Low Income Only |  |  |  | SNOPR Scenario 32 |  | Low Income Only - North |  |  |  | SNOPR Scenario 32 |  | Low Income Only - Rest of Country |  |  |  | SNOPR Scenario 32
|  | LCC | Net | No | Net |  |  | LCC | Net | No | Net |  |  | LCC | Net | No | Net
Level | Description | Savings | Cost | Impact | Benefit | Level | Description | Savings | Cost | Impact | Benefit | Level | Description | Savings | Cost | Impact | Benefit
NWGF | [5 empty] | NWGF | [5 empty] | NWGF
0 | NWGF 80% |  |  | 100% |  | 0 | NWGF 80% |  |  | 100% |  | 0 | NWGF 80% |  |  | 100%
1 | NWGF 90% |  |  |  |  | 1 | NWGF 90% |  |  |  |  | 1 | NWGF 90%
2 | NWGF 92% | -2353.6387 | 25.75% | 51.26% | 22.99% | 2 | NWGF 92% | -5438.7518 | 15.09% | 67.79% | 17.12% | 2 | NWGF 92% | -682.5358 | 37.85% | 32.48% | 29.67%
3 | NWGF 95% |  |  |  |  | 3 | NWGF 95% |  |  |  |  | 3 | NWGF 95%
4 | NWGF 98% |  |  |  |  | 4 | NWGF 98% |  |  |  |  | 4 | NWGF 98%

## Scenario 33
Simulation Results NATIONAL - 10000 samples |  |  |  | SNOPR Scenario 33 |  | Residential - Replacement |  |  |  | SNOPR Scenario 33 |  | Residential - New |  |  |  | SNOPR Scenario 33 |  | Commercial Replacement - 10000 samples |  |  |  | SNOPR Scenario 33 |  | Commercial New - 10000 samples |  |  |  | SNOPR Scenario 33 |  | Replacement |  |  |  | SNOPR Scenario 33 |  | New |  |  |  | SNOPR Scenario 33
|  | LCC | Net | No | Net |  |  | LCC | Net | No | Net |  |  | LCC | Net | No | Net |  |  | LCC | Net | No | Net |  |  | LCC | Net | No | Net |  |  | LCC | Net | No | Net |  |  | LCC | Net | No | Net
Level | Description | Savings | Cost | Impact | Benefit | Level | Description | Savings | Cost | Impact | Benefit | Level | Description | Savings | Cost | Impact | Benefit | Level | Description | Savings | Cost | Impact | Benefit | Level | Description | Savings | Cost | Impact | Benefit | Level | Description | Savings | Cost | Impact | Benefit | Level | Description | Savings | Cost | Impact | Benefit
NWGF | [5 empty] | NWGF | [5 empty] | NWGF | [5 empty] | NWGF | [5 empty] | NWGF | [5 empty] | NWGF | [5 empty] | NWGF
0 | NWGF 80% |  |  | 100% |  | 0 | NWGF 80% |  |  | 100% |  | 0 | NWGF 80% |  |  | 100% |  | 0 | NWGF 80% |  |  | 100% |  | 0 | NWGF 80% |  |  | 100% |  | 0 | NWGF 80% |  |  | 100% |  | 0 | NWGF 80% |  |  | 100%
1 | NWGF 90% |  |  |  |  | 1 | NWGF 90% |  |  |  |  | 1 | NWGF 90% |  |  |  |  | 1 | NWGF 90% |  |  |  |  | 1 | NWGF 90% |  |  |  |  | 1 | NWGF 90% |  |  |  |  | 1 | NWGF 90%
2 | NWGF 92% | -2022.8798 | 24.1% | 53.95% | 21.95% | 2 | NWGF 92% | -1617.6507 | 29.12% | 44.91% | 25.97% | 2 | NWGF 92% | -5742.8351 | 10.39% | 79.35% | 10.27% | 2 | NWGF 92% | 242.3266 | 20.27% | 57.66% | 22.07% | 2 | NWGF 92% | 1907.39 | 0% | 85.54% | 14.46% | 2 | NWGF 92% | -1574.8821 | 28.85% | 45.29% | 25.86% | 2 | NWGF 92% | -5565.267 | 10.05% | 79.55% | 10.4%
3 | NWGF 95% |  |  |  |  | 3 | NWGF 95% |  |  |  |  | 3 | NWGF 95% |  |  |  |  | 3 | NWGF 95% |  |  |  |  | 3 | NWGF 95% |  |  |  |  | 3 | NWGF 95% |  |  |  |  | 3 | NWGF 95%
4 | NWGF 98% |  |  |  |  | 4 | NWGF 98% |  |  |  |  | 4 | NWGF 98% |  |  |  |  | 4 | NWGF 98% |  |  |  |  | 4 | NWGF 98% |  |  |  |  | 4 | NWGF 98% |  |  |  |  | 4 | NWGF 98%
Simulation Results NORTH |  |  |  | SNOPR Scenario 33 |  | Residential - North - Replacement |  |  |  | SNOPR Scenario 33 |  | Residential - North - New |  |  |  | SNOPR Scenario 33 |  | Commercial - North - Replacement |  |  |  | SNOPR Scenario 33 |  | Commercial - North - New |  |  |  | SNOPR Scenario 33
|  | LCC | Net | No | Net |  |  | LCC | Net | No | Net |  |  | LCC | Net | No | Net |  |  | LCC | Net | No | Net |  |  | LCC | Net | No | Net
Level | Description | Savings | Cost | Impact | Benefit | Level | Description | Savings | Cost | Impact | Benefit | Level | Description | Savings | Cost | Impact | Benefit | Level | Description | Savings | Cost | Impact | Benefit | Level | Description | Savings | Cost | Impact | Benefit
NWGF | [5 empty] | NWGF | [5 empty] | NWGF | [5 empty] | NWGF | [5 empty] | NWGF
0 | NWGF 80% |  |  | 100% |  | 0 | NWGF 80% |  |  | 100% |  | 0 | NWGF 80% |  |  | 100% |  | 0 | NWGF 80% |  |  | 100% |  | 0 | NWGF 80% |  |  | 100%
1 | NWGF 90% |  |  |  |  | 1 | NWGF 90% |  |  |  |  | 1 | NWGF 90% |  |  |  |  | 1 | NWGF 90% |  |  |  |  | 1 | NWGF 90% | 1817.214
2 | NWGF 92% | -3473.4182 | 16.7% | 65.75% | 17.55% | 2 | NWGF 92% | -2640.529 | 17.31% | 63.72% | 18.98% | 2 | NWGF 92% | -7019.6049 | 15.91% | 70.68% | 13.41% | 2 | NWGF 92% | 383.4862 | 14.19% | 67.57% | 18.24% | 2 | NWGF 92% | 1750.7511 | 0% | 83.02% | 16.98%
3 | NWGF 95% |  |  |  |  | 3 | NWGF 95% |  |  |  |  | 3 | NWGF 95% |  |  |  |  | 3 | NWGF 95% |  |  |  |  | 3 | NWGF 95% | 864.45
4 | NWGF 98% |  |  |  |  | 4 | NWGF 98% |  |  |  |  | 4 | NWGF 98% |  |  |  |  | 4 | NWGF 98% |  |  |  |  | 4 | NWGF 98% | 765.6446
Simulation Results Rest of Country |  |  |  | SNOPR Scenario 33 |  | Residential - Rest of Country - Replacement |  |  |  | SNOPR Scenario 33 |  | Residential - Rest of Country - New |  |  |  | SNOPR Scenario 33 |  | Commercial - Rest of Country - Repl |  |  |  | SNOPR Scenario 33 |  | Commercial - Rest of Country - New |  |  |  | SNOPR Scenario 33
|  | LCC | Net | No | Net |  |  | LCC | Net | No | Net |  |  | LCC | Net | No | Net |  |  | LCC | Net | No | Net |  |  | LCC | Net | No | Net
Level | Description | Savings | Cost | Impact | Benefit | Level | Description | Savings | Cost | Impact | Benefit | Level | Description | Savings | Cost | Impact | Benefit | Level | Description | Savings | Cost | Impact | Benefit | Level | Description | Savings | Cost | Impact | Benefit
NWGF | [5 empty] | NWGF | [5 empty] | NWGF | [5 empty] | NWGF | [5 empty] | NWGF
0 | NWGF 80% |  |  | 100% |  | 0 | NWGF 80% |  |  | 100% |  | 0 | NWGF 80% |  |  | 100% |  | 0 | NWGF 80% |  |  | 100% |  | 0 | NWGF 80% |  |  | 100%
1 | NWGF 90% |  |  |  |  | 1 | NWGF 90% |  |  |  |  | 1 | NWGF 90% |  |  |  |  | 1 | NWGF 90% |  |  |  |  | 1 | NWGF 90%
2 | NWGF 92% | -1080.9649 | 32.43% | 40.67% | 26.9% | 2 | NWGF 92% | -1084.1953 | 41.93% | 24.5% | 33.56% | 2 | NWGF 92% | -1555.4629 | 3.911% | 89.51% | 6.578% | 2 | NWGF 92% | 95.0296 | 32.43% | 37.84% | 29.73% | 2 | NWGF 92% | 2377.3067 | 0% | 90% | 10%
3 | NWGF 95% |  |  |  |  | 3 | NWGF 95% |  |  |  |  | 3 | NWGF 95% |  |  |  |  | 3 | NWGF 95% |  |  |  |  | 3 | NWGF 95%
4 | NWGF 98% |  |  |  |  | 4 | NWGF 98% |  |  |  |  | 4 | NWGF 98% |  |  |  |  | 4 | NWGF 98% |  |  |  |  | 4 | NWGF 98%
Senior Only |  |  |  | SNOPR Scenario 33 |  | Senior Only - North |  |  |  | SNOPR Scenario 33 |  | Senior Only - Rest of Country |  |  |  | SNOPR Scenario 33
|  | LCC | Net | No | Net |  |  | LCC | Net | No | Net |  |  | LCC | Net | No | Net
Level | Description | Savings | Cost | Impact | Benefit | Level | Description | Savings | Cost | Impact | Benefit | Level | Description | Savings | Cost | Impact | Benefit
NWGF | [5 empty] | NWGF | [5 empty] | NWGF
0 | NWGF 80% |  |  | 100% |  | 0 | NWGF 80% |  |  | 100% |  | 0 | NWGF 80% |  |  | 100%
1 | NWGF 90% |  |  |  |  | 1 | NWGF 90% |  |  |  |  | 1 | NWGF 90%
2 | NWGF 92% | -1569.4773 | 22.17% | 55.87% | 21.96% | 2 | NWGF 92% | -2394.8613 | 14.53% | 66.75% | 18.72% | 2 | NWGF 92% | -952.1542 | 32.2% | 41.59% | 26.21%
3 | NWGF 95% |  |  |  |  | 3 | NWGF 95% |  |  |  |  | 3 | NWGF 95%
4 | NWGF 98% |  |  |  |  | 4 | NWGF 98% |  |  |  |  | 4 | NWGF 98%
Low Income Only |  |  |  | SNOPR Scenario 33 |  | Low Income Only - North |  |  |  | SNOPR Scenario 33 |  | Low Income Only - Rest of Country |  |  |  | SNOPR Scenario 33
|  | LCC | Net | No | Net |  |  | LCC | Net | No | Net |  |  | LCC | Net | No | Net
Level | Description | Savings | Cost | Impact | Benefit | Level | Description | Savings | Cost | Impact | Benefit | Level | Description | Savings | Cost | Impact | Benefit
NWGF | [5 empty] | NWGF | [5 empty] | NWGF
0 | NWGF 80% |  |  | 100% |  | 0 | NWGF 80% |  |  | 100% |  | 0 | NWGF 80% |  |  | 100%
1 | NWGF 90% |  |  |  |  | 1 | NWGF 90% |  |  |  |  | 1 | NWGF 90%
2 | NWGF 92% | -2370.3309 | 25.75% | 51.5% | 22.75% | 2 | NWGF 92% | -5481.7603 | 15.09% | 68.02% | 16.89% | 2 | NWGF 92% | -690.3956 | 37.85% | 32.74% | 29.41%
3 | NWGF 95% |  |  |  |  | 3 | NWGF 95% |  |  |  |  | 3 | NWGF 95%
4 | NWGF 98% |  |  |  |  | 4 | NWGF 98% |  |  |  |  | 4 | NWGF 98%

## Scenario 36
Simulation Results NATIONAL - 10000 samples |  |  |  | SNOPR Scenario 36 |  | Residential - Replacement |  |  |  | SNOPR Scenario 36 |  | Residential - New |  |  |  | SNOPR Scenario 36 |  | Commercial Replacement - 10000 samples |  |  |  | SNOPR Scenario 36 |  | Commercial New - 10000 samples |  |  |  | SNOPR Scenario 36 |  | Replacement |  |  |  | SNOPR Scenario 36 |  | New |  |  |  | SNOPR Scenario 36
|  | LCC | Net | No | Net |  |  | LCC | Net | No | Net |  |  | LCC | Net | No | Net |  |  | LCC | Net | No | Net |  |  | LCC | Net | No | Net |  |  | LCC | Net | No | Net |  |  | LCC | Net | No | Net
Level | Description | Savings | Cost | Impact | Benefit | Level | Description | Savings | Cost | Impact | Benefit | Level | Description | Savings | Cost | Impact | Benefit | Level | Description | Savings | Cost | Impact | Benefit | Level | Description | Savings | Cost | Impact | Benefit | Level | Description | Savings | Cost | Impact | Benefit | Level | Description | Savings | Cost | Impact | Benefit
NWGF | [5 empty] | NWGF | [5 empty] | NWGF | [5 empty] | NWGF | [5 empty] | NWGF | [5 empty] | NWGF | [5 empty] | NWGF
0 | NWGF 80% |  |  | 100% |  | 0 | NWGF 80% |  |  | 100% |  | 0 | NWGF 80% |  |  | 100% |  | 0 | NWGF 80% |  |  | 100% |  | 0 | NWGF 80% |  |  | 100% |  | 0 | NWGF 80% |  |  | 100% |  | 0 | NWGF 80% |  |  | 100%
1 | NWGF 90% |  |  |  |  | 1 | NWGF 90% |  |  |  |  | 1 | NWGF 90% |  |  |  |  | 1 | NWGF 90% |  |  |  |  | 1 | NWGF 90% |  |  |  |  | 1 | NWGF 90% |  |  |  |  | 1 | NWGF 90%
2 | NWGF 92% | -23.8367 | 20.73% | 58.98% | 20.29% | 2 | NWGF 92% | -60.8576 | 26.67% | 52.48% | 20.85% | 2 | NWGF 92% | 216.7347 | 3.069% | 77.54% | 19.39% | 2 | NWGF 92% | -237.7651 | 31.28% | 54.98% | 13.74% | 2 | NWGF 92% | 1371.575 | 0% | 86.11% | 13.89% | 2 | NWGF 92% | -65.6105 | 26.8% | 52.55% | 20.65% | 2 | NWGF 92% | 237.1383 | 2.983% | 77.79% | 19.23%
3 | NWGF 95% |  |  |  |  | 3 | NWGF 95% |  |  |  |  | 3 | NWGF 95% |  |  |  |  | 3 | NWGF 95% |  |  |  |  | 3 | NWGF 95% |  |  |  |  | 3 | NWGF 95% |  |  |  |  | 3 | NWGF 95%
4 | NWGF 98% |  |  |  |  | 4 | NWGF 98% |  |  |  |  | 4 | NWGF 98% |  |  |  |  | 4 | NWGF 98% |  |  |  |  | 4 | NWGF 98% |  |  |  |  | 4 | NWGF 98% |  |  |  |  | 4 | NWGF 98%
Simulation Results NORTH |  |  |  | SNOPR Scenario 36 |  | Residential - North - Replacement |  |  |  | SNOPR Scenario 36 |  | Residential - North - New |  |  |  | SNOPR Scenario 36 |  | Commercial - North - Replacement |  |  |  | SNOPR Scenario 36 |  | Commercial - North - New |  |  |  | SNOPR Scenario 36
|  | LCC | Net | No | Net |  |  | LCC | Net | No | Net |  |  | LCC | Net | No | Net |  |  | LCC | Net | No | Net |  |  | LCC | Net | No | Net
Level | Description | Savings | Cost | Impact | Benefit | Level | Description | Savings | Cost | Impact | Benefit | Level | Description | Savings | Cost | Impact | Benefit | Level | Description | Savings | Cost | Impact | Benefit | Level | Description | Savings | Cost | Impact | Benefit
NWGF | [5 empty] | NWGF | [5 empty] | NWGF | [5 empty] | NWGF | [5 empty] | NWGF
0 | NWGF 80% |  |  | 100% |  | 0 | NWGF 80% |  |  | 100% |  | 0 | NWGF 80% |  |  | 100% |  | 0 | NWGF 80% |  |  | 100% |  | 0 | NWGF 80% |  |  | 100%
1 | NWGF 90% |  |  |  |  | 1 | NWGF 90% |  |  |  |  | 1 | NWGF 90% |  |  |  |  | 1 | NWGF 90% |  |  |  |  | 1 | NWGF 90% | 1817.214
2 | NWGF 92% | -263.2535 | 14.46% | 71.28% | 14.27% | 2 | NWGF 92% | -425.2493 | 18.13% | 71.92% | 9.95% | 2 | NWGF 92% | 95.3473 | 4.474% | 68.83% | 26.7% | 2 | NWGF 92% | -92.5227 | 15.79% | 75.19% | 9.023% | 2 | NWGF 92% | 1371.575 | 0% | 78.26% | 21.74%
3 | NWGF 95% |  |  |  |  | 3 | NWGF 95% |  |  |  |  | 3 | NWGF 95% |  |  |  |  | 3 | NWGF 95% |  |  |  |  | 3 | NWGF 95% | 864.45
4 | NWGF 98% |  |  |  |  | 4 | NWGF 98% |  |  |  |  | 4 | NWGF 98% |  |  |  |  | 4 | NWGF 98% |  |  |  |  | 4 | NWGF 98% | 765.6446
Simulation Results Rest of Country |  |  |  | SNOPR Scenario 36 |  | Residential - Rest of Country - Replacement |  |  |  | SNOPR Scenario 36 |  | Residential - Rest of Country - New |  |  |  | SNOPR Scenario 36 |  | Commercial - Rest of Country - Repl |  |  |  | SNOPR Scenario 36 |  | Commercial - Rest of Country - New |  |  |  | SNOPR Scenario 36
|  | LCC | Net | No | Net |  |  | LCC | Net | No | Net |  |  | LCC | Net | No | Net |  |  | LCC | Net | No | Net |  |  | LCC | Net | No | Net
Level | Description | Savings | Cost | Impact | Benefit | Level | Description | Savings | Cost | Impact | Benefit | Level | Description | Savings | Cost | Impact | Benefit | Level | Description | Savings | Cost | Impact | Benefit | Level | Description | Savings | Cost | Impact | Benefit
NWGF | [5 empty] | NWGF | [5 empty] | NWGF | [5 empty] | NWGF | [5 empty] | NWGF
0 | NWGF 80% |  |  | 100% |  | 0 | NWGF 80% |  |  | 100% |  | 0 | NWGF 80% |  |  | 100% |  | 0 | NWGF 80% |  |  | 100% |  | 0 | NWGF 80% |  |  | 100%
1 | NWGF 90% |  |  |  |  | 1 | NWGF 90% |  |  |  |  | 1 | NWGF 90% |  |  |  |  | 1 | NWGF 90% |  |  |  |  | 1 | NWGF 90%
2 | NWGF 92% | 117.4007 | 27.8% | 45.12% | 27.08% | 2 | NWGF 92% | 101.5876 | 35.99% | 31.25% | 32.76% | 2 | NWGF 92% | 584.4155 | 1.41% | 87.84% | 10.75% | 2 | NWGF 92% | -315.0715 | 57.69% | 20.51% | 21.79% | 2 | NWGF 92% | #DIV/0! | 0% | 100% | 0%
3 | NWGF 95% |  |  |  |  | 3 | NWGF 95% |  |  |  |  | 3 | NWGF 95% |  |  |  |  | 3 | NWGF 95% |  |  |  |  | 3 | NWGF 95%
4 | NWGF 98% |  |  |  |  | 4 | NWGF 98% |  |  |  |  | 4 | NWGF 98% |  |  |  |  | 4 | NWGF 98% |  |  |  |  | 4 | NWGF 98%
Senior Only |  |  |  | SNOPR Scenario 36 |  | Senior Only - North |  |  |  | SNOPR Scenario 36 |  | Senior Only - Rest of Country |  |  |  | SNOPR Scenario 36
|  | LCC | Net | No | Net |  |  | LCC | Net | No | Net |  |  | LCC | Net | No | Net
Level | Description | Savings | Cost | Impact | Benefit | Level | Description | Savings | Cost | Impact | Benefit | Level | Description | Savings | Cost | Impact | Benefit
NWGF | [5 empty] | NWGF | [5 empty] | NWGF
0 | NWGF 80% |  |  | 100% |  | 0 | NWGF 80% |  |  | 100% |  | 0 | NWGF 80% |  |  | 100%
1 | NWGF 90% |  |  |  |  | 1 | NWGF 90% |  |  |  |  | 1 | NWGF 90%
2 | NWGF 92% | 150.3879 | 18.14% | 63.44% | 18.42% | 2 | NWGF 92% | 31.7981 | 10.58% | 77.33% | 12.09% | 2 | NWGF 92% | 211.0305 | 27.23% | 46.75% | 26.02%
3 | NWGF 95% |  |  |  |  | 3 | NWGF 95% |  |  |  |  | 3 | NWGF 95%
4 | NWGF 98% |  |  |  |  | 4 | NWGF 98% |  |  |  |  | 4 | NWGF 98%
Low Income Only |  |  |  | SNOPR Scenario 36 |  | Low Income Only - North |  |  |  | SNOPR Scenario 36 |  | Low Income Only - Rest of Country |  |  |  | SNOPR Scenario 36
|  | LCC | Net | No | Net |  |  | LCC | Net | No | Net |  |  | LCC | Net | No | Net
Level | Description | Savings | Cost | Impact | Benefit | Level | Description | Savings | Cost | Impact | Benefit | Level | Description | Savings | Cost | Impact | Benefit
NWGF | [5 empty] | NWGF | [5 empty] | NWGF
0 | NWGF 80% |  |  | 100% |  | 0 | NWGF 80% |  |  | 100% |  | 0 | NWGF 80% |  |  | 100%
1 | NWGF 90% |  |  |  |  | 1 | NWGF 90% |  |  |  |  | 1 | NWGF 90%
2 | NWGF 92% | -178.9512 | 23.19% | 57.55% | 19.26% | 2 | NWGF 92% | -401.9634 | 11.56% | 76.87% | 11.56% | 2 | NWGF 92% | -85.7248 | 36.9% | 34.76% | 28.34%
3 | NWGF 95% |  |  |  |  | 3 | NWGF 95% |  |  |  |  | 3 | NWGF 95%
4 | NWGF 98% |  |  |  |  | 4 | NWGF 98% |  |  |  |  | 4 | NWGF 98%

## Scenario F1
Simulation Results NATIONAL - 10000 samples |  |  |  | SNOPR Scenario F1 |  | Residential - Replacement |  |  |  | SNOPR Scenario F1 |  | Residential - New |  |  |  | SNOPR Scenario F1 |  | Commercial Replacement - 10000 samples |  |  |  | SNOPR Scenario F1 |  | Commercial New - 10000 samples |  |  |  | SNOPR Scenario F1 |  | Replacement |  |  |  | SNOPR Scenario F1 |  | New |  |  |  | SNOPR Scenario F1
|  | LCC | Net | No | Net |  |  | LCC | Net | No | Net |  |  | LCC | Net | No | Net |  |  | LCC | Net | No | Net |  |  | LCC | Net | No | Net |  |  | LCC | Net | No | Net |  |  | LCC | Net | No | Net
Level | Description | Savings | Cost | Impact | Benefit | Level | Description | Savings | Cost | Impact | Benefit | Level | Description | Savings | Cost | Impact | Benefit | Level | Description | Savings | Cost | Impact | Benefit | Level | Description | Savings | Cost | Impact | Benefit | Level | Description | Savings | Cost | Impact | Benefit | Level | Description | Savings | Cost | Impact | Benefit
NWGF | [5 empty] | NWGF | [5 empty] | NWGF | [5 empty] | NWGF | [5 empty] | NWGF | [5 empty] | NWGF | [5 empty] | NWGF
0 | NWGF 80% |  |  | 100% |  | 0 | NWGF 80% |  |  | 100% |  | 0 | NWGF 80% |  |  | 100% |  | 0 | NWGF 80% |  |  | 100% |  | 0 | NWGF 80% |  |  | 100% |  | 0 | NWGF 80% |  |  | 100% |  | 0 | NWGF 80% |  |  | 100%
1 | NWGF 90% |  |  |  |  | 1 | NWGF 90% |  |  |  |  | 1 | NWGF 90% |  |  |  |  | 1 | NWGF 90% |  |  |  |  | 1 | NWGF 90% |  |  |  |  | 1 | NWGF 90% |  |  |  |  | 1 | NWGF 90%
2 | NWGF 92% | 634.7446 | 16.86% | 47.53% | 35.61% | 2 | NWGF 92% | 396.6003 | 21.7% | 48.07% | 30.23% | 2 | NWGF 92% | 1314.4553 | 2.383% | 45.68% | 51.94% | 2 | NWGF 92% | 244.9834 | 26.54% | 48.82% | 24.64% | 2 | NWGF 92% | 1320.2106 | 0% | 52.78% | 47.22% | 2 | NWGF 92% | 392.3669 | 21.83% | 48.09% | 30.07% | 2 | NWGF 92% | 1314.5972 | 2.316% | 45.88% | 51.81%
3 | NWGF 95% |  |  |  |  | 3 | NWGF 95% |  |  |  |  | 3 | NWGF 95% |  |  |  |  | 3 | NWGF 95% |  |  |  |  | 3 | NWGF 95% |  |  |  |  | 3 | NWGF 95% |  |  |  |  | 3 | NWGF 95%
4 | NWGF 98% |  |  |  |  | 4 | NWGF 98% |  |  |  |  | 4 | NWGF 98% |  |  |  |  | 4 | NWGF 98% |  |  |  |  | 4 | NWGF 98% |  |  |  |  | 4 | NWGF 98% |  |  |  |  | 4 | NWGF 98%
Simulation Results NORTH |  |  |  | SNOPR Scenario F1 |  | Residential - North - Replacement |  |  |  | SNOPR Scenario F1 |  | Residential - North - New |  |  |  | SNOPR Scenario F1 |  | Commercial - North - Replacement |  |  |  | SNOPR Scenario F1 |  | Commercial - North - New |  |  |  | SNOPR Scenario F1
|  | LCC | Net | No | Net |  |  | LCC | Net | No | Net |  |  | LCC | Net | No | Net |  |  | LCC | Net | No | Net |  |  | LCC | Net | No | Net
Level | Description | Savings | Cost | Impact | Benefit | Level | Description | Savings | Cost | Impact | Benefit | Level | Description | Savings | Cost | Impact | Benefit | Level | Description | Savings | Cost | Impact | Benefit | Level | Description | Savings | Cost | Impact | Benefit
NWGF | [5 empty] | NWGF | [5 empty] | NWGF | [5 empty] | NWGF | [5 empty] | NWGF
0 | NWGF 80% |  |  | 100% |  | 0 | NWGF 80% |  |  | 100% |  | 0 | NWGF 80% |  |  | 100% |  | 0 | NWGF 80% |  |  | 100% |  | 0 | NWGF 80% |  |  | 100%
1 | NWGF 90% |  |  |  |  | 1 | NWGF 90% |  |  |  |  | 1 | NWGF 90% |  |  |  |  | 1 | NWGF 90% |  |  |  |  | 1 | NWGF 90% | 1817.214
2 | NWGF 92% | 725.5856 | 9.115% | 66.26% | 24.63% | 2 | NWGF 92% | 448.2147 | 11.51% | 68.8% | 19.69% | 2 | NWGF 92% | 1324.0969 | 1.939% | 59.81% | 38.26% | 2 | NWGF 92% | 594.2355 | 16.54% | 57.89% | 25.56% | 2 | NWGF 92% | 1566.9021 | 0% | 69.57% | 30.43%
3 | NWGF 95% |  |  |  |  | 3 | NWGF 95% |  |  |  |  | 3 | NWGF 95% |  |  |  |  | 3 | NWGF 95% |  |  |  |  | 3 | NWGF 95% | 864.45
4 | NWGF 98% |  |  |  |  | 4 | NWGF 98% |  |  |  |  | 4 | NWGF 98% |  |  |  |  | 4 | NWGF 98% |  |  |  |  | 4 | NWGF 98% | 765.6446
Simulation Results Rest of Country |  |  |  | SNOPR Scenario F1 |  | Residential - Rest of Country - Replacement |  |  |  | SNOPR Scenario F1 |  | Residential - Rest of Country - New |  |  |  | SNOPR Scenario F1 |  | Commercial - Rest of Country - Repl |  |  |  | SNOPR Scenario F1 |  | Commercial - Rest of Country - New |  |  |  | SNOPR Scenario F1
|  | LCC | Net | No | Net |  |  | LCC | Net | No | Net |  |  | LCC | Net | No | Net |  |  | LCC | Net | No | Net |  |  | LCC | Net | No | Net
Level | Description | Savings | Cost | Impact | Benefit | Level | Description | Savings | Cost | Impact | Benefit | Level | Description | Savings | Cost | Impact | Benefit | Level | Description | Savings | Cost | Impact | Benefit | Level | Description | Savings | Cost | Impact | Benefit
NWGF | [5 empty] | NWGF | [5 empty] | NWGF | [5 empty] | NWGF | [5 empty] | NWGF
0 | NWGF 80% |  |  | 100% |  | 0 | NWGF 80% |  |  | 100% |  | 0 | NWGF 80% |  |  | 100% |  | 0 | NWGF 80% |  |  | 100% |  | 0 | NWGF 80% |  |  | 100%
1 | NWGF 90% |  |  |  |  | 1 | NWGF 90% |  |  |  |  | 1 | NWGF 90% |  |  |  |  | 1 | NWGF 90% |  |  |  |  | 1 | NWGF 90%
2 | NWGF 92% | 587.7877 | 25.59% | 26.42% | 47.99% | 2 | NWGF 92% | 373.0229 | 32.81% | 25.45% | 41.74% | 2 | NWGF 92% | 1308.0077 | 2.907% | 28.99% | 68.11% | 2 | NWGF 92% | -131.1342 | 43.59% | 33.33% | 23.08% | 2 | NWGF 92% | 1147.5265 | 0% | 23.08% | 76.92%
3 | NWGF 95% |  |  |  |  | 3 | NWGF 95% |  |  |  |  | 3 | NWGF 95% |  |  |  |  | 3 | NWGF 95% |  |  |  |  | 3 | NWGF 95%
4 | NWGF 98% |  |  |  |  | 4 | NWGF 98% |  |  |  |  | 4 | NWGF 98% |  |  |  |  | 4 | NWGF 98% |  |  |  |  | 4 | NWGF 98%
Senior Only |  |  |  | SNOPR Scenario F1 |  | Senior Only - North |  |  |  | SNOPR Scenario F1 |  | Senior Only - Rest of Country |  |  |  | SNOPR Scenario F1
|  | LCC | Net | No | Net |  |  | LCC | Net | No | Net |  |  | LCC | Net | No | Net
Level | Description | Savings | Cost | Impact | Benefit | Level | Description | Savings | Cost | Impact | Benefit | Level | Description | Savings | Cost | Impact | Benefit
NWGF | [5 empty] | NWGF | [5 empty] | NWGF
0 | NWGF 80% |  |  | 100% |  | 0 | NWGF 80% |  |  | 100% |  | 0 | NWGF 80% |  |  | 100%
1 | NWGF 90% |  |  |  |  | 1 | NWGF 90% |  |  |  |  | 1 | NWGF 90%
2 | NWGF 92% | 687.8293 | 17.46% | 51.48% | 31.07% | 2 | NWGF 92% | 660.1579 | 8.942% | 70.65% | 20.4% | 2 | NWGF 92% | 701.4603 | 27.69% | 28.44% | 43.87%
3 | NWGF 95% |  |  |  |  | 3 | NWGF 95% |  |  |  |  | 3 | NWGF 95%
4 | NWGF 98% |  |  |  |  | 4 | NWGF 98% |  |  |  |  | 4 | NWGF 98%
Low Income Only |  |  |  | SNOPR Scenario F1 |  | Low Income Only - North |  |  |  | SNOPR Scenario F1 |  | Low Income Only - Rest of Country |  |  |  | SNOPR Scenario F1
|  | LCC | Net | No | Net |  |  | LCC | Net | No | Net |  |  | LCC | Net | No | Net
Level | Description | Savings | Cost | Impact | Benefit | Level | Description | Savings | Cost | Impact | Benefit | Level | Description | Savings | Cost | Impact | Benefit
NWGF | [5 empty] | NWGF | [5 empty] | NWGF
0 | NWGF 80% |  |  | 100% |  | 0 | NWGF 80% |  |  | 100% |  | 0 | NWGF 80% |  |  | 100%
1 | NWGF 90% |  |  |  |  | 1 | NWGF 90% |  |  |  |  | 1 | NWGF 90%
2 | NWGF 92% | 459.1065 | 20.86% | 47.12% | 32.02% | 2 | NWGF 92% | 538.3985 | 8.844% | 68.93% | 22.22% | 2 | NWGF 92% | 422.1574 | 35.03% | 21.39% | 43.58%
3 | NWGF 95% |  |  |  |  | 3 | NWGF 95% |  |  |  |  | 3 | NWGF 95%
4 | NWGF 98% |  |  |  |  | 4 | NWGF 98% |  |  |  |  | 4 | NWGF 98%

## Scenario I2, I6
Simulation Results NATIONAL - 10000 samples |  |  |  | SNOPR Scenario I2, I6 |  | Residential - Replacement |  |  |  | SNOPR Scenario I2, I6 |  | Residential - New |  |  |  | SNOPR Scenario I2, I6 |  | Commercial Replacement - 10000 samples |  |  |  | SNOPR Scenario I2, I6 |  | Commercial New - 10000 samples |  |  |  | SNOPR Scenario I2, I6 |  | Replacement |  |  |  | SNOPR Scenario I2, I6 |  | New |  |  |  | SNOPR Scenario I2, I6
|  | LCC | Net | No | Net |  |  | LCC | Net | No | Net |  |  | LCC | Net | No | Net |  |  | LCC | Net | No | Net |  |  | LCC | Net | No | Net |  |  | LCC | Net | No | Net |  |  | LCC | Net | No | Net
Level | Description | Savings | Cost | Impact | Benefit | Level | Description | Savings | Cost | Impact | Benefit | Level | Description | Savings | Cost | Impact | Benefit | Level | Description | Savings | Cost | Impact | Benefit | Level | Description | Savings | Cost | Impact | Benefit | Level | Description | Savings | Cost | Impact | Benefit | Level | Description | Savings | Cost | Impact | Benefit
NWGF | [5 empty] | NWGF | [5 empty] | NWGF | [5 empty] | NWGF | [5 empty] | NWGF | [5 empty] | NWGF | [5 empty] | NWGF
0 | NWGF 80% |  |  | 100% |  | 0 | NWGF 80% |  |  | 100% |  | 0 | NWGF 80% |  |  | 100% |  | 0 | NWGF 80% |  |  | 100% |  | 0 | NWGF 80% |  |  | 100% |  | 0 | NWGF 80% |  |  | 100% |  | 0 | NWGF 80% |  |  | 100%
1 | NWGF 90% |  |  |  |  | 1 | NWGF 90% |  |  |  |  | 1 | NWGF 90% |  |  |  |  | 1 | NWGF 90% |  |  |  |  | 1 | NWGF 90% |  |  |  |  | 1 | NWGF 90% |  |  |  |  | 1 | NWGF 90%
2 | NWGF 92% | 481.521 | 21.89% | 47.53% | 30.58% | 2 | NWGF 92% | 283.8999 | 27.29% | 48.07% | 24.64% | 2 | NWGF 92% | 1041.5907 | 6.139% | 45.68% | 48.18% | 2 | NWGF 92% | 152.7151 | 27.96% | 48.82% | 23.22% | 2 | NWGF 92% | 1224.8403 | 2.778% | 52.78% | 44.44% | 2 | NWGF 92% | 280.2371 | 27.31% | 48.09% | 24.6% | 2 | NWGF 92% | 1046.1088 | 6.044% | 45.88% | 48.08%
3 | NWGF 95% |  |  |  |  | 3 | NWGF 95% |  |  |  |  | 3 | NWGF 95% |  |  |  |  | 3 | NWGF 95% |  |  |  |  | 3 | NWGF 95% |  |  |  |  | 3 | NWGF 95% |  |  |  |  | 3 | NWGF 95%
4 | NWGF 98% |  |  |  |  | 4 | NWGF 98% |  |  |  |  | 4 | NWGF 98% |  |  |  |  | 4 | NWGF 98% |  |  |  |  | 4 | NWGF 98% |  |  |  |  | 4 | NWGF 98% |  |  |  |  | 4 | NWGF 98%
Simulation Results NORTH |  |  |  | SNOPR Scenario I2, I6 |  | Residential - North - Replacement |  |  |  | SNOPR Scenario I2, I6 |  | Residential - North - New |  |  |  | SNOPR Scenario I2, I6 |  | Commercial - North - Replacement |  |  |  | SNOPR Scenario I2, I6 |  | Commercial - North - New |  |  |  | SNOPR Scenario I2, I6
|  | LCC | Net | No | Net |  |  | LCC | Net | No | Net |  |  | LCC | Net | No | Net |  |  | LCC | Net | No | Net |  |  | LCC | Net | No | Net
Level | Description | Savings | Cost | Impact | Benefit | Level | Description | Savings | Cost | Impact | Benefit | Level | Description | Savings | Cost | Impact | Benefit | Level | Description | Savings | Cost | Impact | Benefit | Level | Description | Savings | Cost | Impact | Benefit
NWGF | [5 empty] | NWGF | [5 empty] | NWGF | [5 empty] | NWGF | [5 empty] | NWGF
0 | NWGF 80% |  |  | 100% |  | 0 | NWGF 80% |  |  | 100% |  | 0 | NWGF 80% |  |  | 100% |  | 0 | NWGF 80% |  |  | 100% |  | 0 | NWGF 80% |  |  | 100%
1 | NWGF 90% |  |  |  |  | 1 | NWGF 90% |  |  |  |  | 1 | NWGF 90% |  |  |  |  | 1 | NWGF 90% |  |  |  |  | 1 | NWGF 90% | 1817.214
2 | NWGF 92% | 529.7437 | 12.89% | 66.26% | 20.85% | 2 | NWGF 92% | 295.2977 | 15.32% | 68.8% | 15.88% | 2 | NWGF 92% | 1023.9909 | 5.742% | 59.81% | 34.45% | 2 | NWGF 92% | 480.2159 | 18.8% | 57.89% | 23.31% | 2 | NWGF 92% | 1443.0557 | 4.348% | 69.57% | 26.09%
3 | NWGF 95% |  |  |  |  | 3 | NWGF 95% |  |  |  |  | 3 | NWGF 95% |  |  |  |  | 3 | NWGF 95% |  |  |  |  | 3 | NWGF 95% | 864.45
4 | NWGF 98% |  |  |  |  | 4 | NWGF 98% |  |  |  |  | 4 | NWGF 98% |  |  |  |  | 4 | NWGF 98% |  |  |  |  | 4 | NWGF 98% | 765.6446
Simulation Results Rest of Country |  |  |  | SNOPR Scenario I2, I6 |  | Residential - Rest of Country - Replacement |  |  |  | SNOPR Scenario I2, I6 |  | Residential - Rest of Country - New |  |  |  | SNOPR Scenario I2, I6 |  | Commercial - Rest of Country - Repl |  |  |  | SNOPR Scenario I2, I6 |  | Commercial - Rest of Country - New |  |  |  | SNOPR Scenario I2, I6
|  | LCC | Net | No | Net |  |  | LCC | Net | No | Net |  |  | LCC | Net | No | Net |  |  | LCC | Net | No | Net |  |  | LCC | Net | No | Net
Level | Description | Savings | Cost | Impact | Benefit | Level | Description | Savings | Cost | Impact | Benefit | Level | Description | Savings | Cost | Impact | Benefit | Level | Description | Savings | Cost | Impact | Benefit | Level | Description | Savings | Cost | Impact | Benefit
NWGF | [5 empty] | NWGF | [5 empty] | NWGF | [5 empty] | NWGF | [5 empty] | NWGF
0 | NWGF 80% |  |  | 100% |  | 0 | NWGF 80% |  |  | 100% |  | 0 | NWGF 80% |  |  | 100% |  | 0 | NWGF 80% |  |  | 100% |  | 0 | NWGF 80% |  |  | 100%
1 | NWGF 90% |  |  |  |  | 1 | NWGF 90% |  |  |  |  | 1 | NWGF 90% |  |  |  |  | 1 | NWGF 90% |  |  |  |  | 1 | NWGF 90%
2 | NWGF 92% | 456.5941 | 32.04% | 26.42% | 41.54% | 2 | NWGF 92% | 278.6934 | 40.35% | 25.45% | 34.2% | 2 | NWGF 92% | 1053.3603 | 6.608% | 28.99% | 64.41% | 2 | NWGF 92% | -199.9781 | 43.59% | 33.33% | 23.08% | 2 | NWGF 92% | 1072.0895 | 0% | 23.08% | 76.92%
3 | NWGF 95% |  |  |  |  | 3 | NWGF 95% |  |  |  |  | 3 | NWGF 95% |  |  |  |  | 3 | NWGF 95% |  |  |  |  | 3 | NWGF 95%
4 | NWGF 98% |  |  |  |  | 4 | NWGF 98% |  |  |  |  | 4 | NWGF 98% |  |  |  |  | 4 | NWGF 98% |  |  |  |  | 4 | NWGF 98%
Senior Only |  |  |  | SNOPR Scenario I2, I6 |  | Senior Only - North |  |  |  | SNOPR Scenario I2, I6 |  | Senior Only - Rest of Country |  |  |  | SNOPR Scenario I2, I6
|  | LCC | Net | No | Net |  |  | LCC | Net | No | Net |  |  | LCC | Net | No | Net
Level | Description | Savings | Cost | Impact | Benefit | Level | Description | Savings | Cost | Impact | Benefit | Level | Description | Savings | Cost | Impact | Benefit
NWGF | [5 empty] | NWGF | [5 empty] | NWGF
0 | NWGF 80% |  |  | 100% |  | 0 | NWGF 80% |  |  | 100% |  | 0 | NWGF 80% |  |  | 100%
1 | NWGF 90% |  |  |  |  | 1 | NWGF 90% |  |  |  |  | 1 | NWGF 90%
2 | NWGF 92% | 617.3091 | 21.1% | 51.48% | 27.42% | 2 | NWGF 92% | 588.2121 | 11.71% | 70.65% | 17.63% | 2 | NWGF 92% | 631.6422 | 32.38% | 28.44% | 39.18%
3 | NWGF 95% |  |  |  |  | 3 | NWGF 95% |  |  |  |  | 3 | NWGF 95%
4 | NWGF 98% |  |  |  |  | 4 | NWGF 98% |  |  |  |  | 4 | NWGF 98%
Low Income Only |  |  |  | SNOPR Scenario I2, I6 |  | Low Income Only - North |  |  |  | SNOPR Scenario I2, I6 |  | Low Income Only - Rest of Country |  |  |  | SNOPR Scenario I2, I6
|  | LCC | Net | No | Net |  |  | LCC | Net | No | Net |  |  | LCC | Net | No | Net
Level | Description | Savings | Cost | Impact | Benefit | Level | Description | Savings | Cost | Impact | Benefit | Level | Description | Savings | Cost | Impact | Benefit
NWGF | [5 empty] | NWGF | [5 empty] | NWGF
0 | NWGF 80% |  |  | 100% |  | 0 | NWGF 80% |  |  | 100% |  | 0 | NWGF 80% |  |  | 100%
1 | NWGF 90% |  |  |  |  | 1 | NWGF 90% |  |  |  |  | 1 | NWGF 90%
2 | NWGF 92% | 350.8101 | 25.52% | 47.12% | 27.36% | 2 | NWGF 92% | 297.0886 | 12.47% | 68.93% | 18.59% | 2 | NWGF 92% | 375.8436 | 40.91% | 21.39% | 37.7%
3 | NWGF 95% |  |  |  |  | 3 | NWGF 95% |  |  |  |  | 3 | NWGF 95%
4 | NWGF 98% |  |  |  |  | 4 | NWGF 98% |  |  |  |  | 4 | NWGF 98%

## Scenario I2, I6, I13
Simulation Results NATIONAL - 10000 samples |  |  |  | SNOPR Scenario I2, I6, I13 |  | Residential - Replacement |  |  |  | SNOPR Scenario I2, I6, I13 |  | Residential - New |  |  |  | SNOPR Scenario I2, I6, I13 |  | Commercial Replacement - 10000 samples |  |  |  | SNOPR Scenario I2, I6, I13 |  | Commercial New - 10000 samples |  |  |  | SNOPR Scenario I2, I6, I13 |  | Replacement |  |  |  | SNOPR Scenario I2, I6, I13 |  | New |  |  |  | SNOPR Scenario I2, I6, I13
|  | LCC | Net | No | Net |  |  | LCC | Net | No | Net |  |  | LCC | Net | No | Net |  |  | LCC | Net | No | Net |  |  | LCC | Net | No | Net |  |  | LCC | Net | No | Net |  |  | LCC | Net | No | Net
Level | Description | Savings | Cost | Impact | Benefit | Level | Description | Savings | Cost | Impact | Benefit | Level | Description | Savings | Cost | Impact | Benefit | Level | Description | Savings | Cost | Impact | Benefit | Level | Description | Savings | Cost | Impact | Benefit | Level | Description | Savings | Cost | Impact | Benefit | Level | Description | Savings | Cost | Impact | Benefit
NWGF | [5 empty] | NWGF | [5 empty] | NWGF | [5 empty] | NWGF | [5 empty] | NWGF | [5 empty] | NWGF | [5 empty] | NWGF
0 | NWGF 80% |  |  | 100% |  | 0 | NWGF 80% |  |  | 100% |  | 0 | NWGF 80% |  |  | 100% |  | 0 | NWGF 80% |  |  | 100% |  | 0 | NWGF 80% |  |  | 100% |  | 0 | NWGF 80% |  |  | 100% |  | 0 | NWGF 80% |  |  | 100%
1 | NWGF 90% |  |  |  |  | 1 | NWGF 90% |  |  |  |  | 1 | NWGF 90% |  |  |  |  | 1 | NWGF 90% |  |  |  |  | 1 | NWGF 90% |  |  |  |  | 1 | NWGF 90% |  |  |  |  | 1 | NWGF 90%
2 | NWGF 92% | 462.6889 | 18.42% | 55.94% | 25.64% | 2 | NWGF 92% | 265.3725 | 22.62% | 56.69% | 20.69% | 2 | NWGF 92% | 987.5927 | 6.543% | 53.03% | 40.43% | 2 | NWGF 92% | 316.9619 | 18.96% | 62.56% | 18.48% | 2 | NWGF 92% | 1171.025 | 2.778% | 61.11% | 36.11% | 2 | NWGF 92% | 266.6402 | 22.52% | 56.86% | 20.63% | 2 | NWGF 92% | 991.9051 | 6.436% | 53.26% | 40.31%
3 | NWGF 95% |  |  |  |  | 3 | NWGF 95% |  |  |  |  | 3 | NWGF 95% |  |  |  |  | 3 | NWGF 95% |  |  |  |  | 3 | NWGF 95% |  |  |  |  | 3 | NWGF 95% |  |  |  |  | 3 | NWGF 95%
4 | NWGF 98% |  |  |  |  | 4 | NWGF 98% |  |  |  |  | 4 | NWGF 98% |  |  |  |  | 4 | NWGF 98% |  |  |  |  | 4 | NWGF 98% |  |  |  |  | 4 | NWGF 98% |  |  |  |  | 4 | NWGF 98%
Simulation Results NORTH |  |  |  | SNOPR Scenario I2, I6, I13 |  | Residential - North - Replacement |  |  |  | SNOPR Scenario I2, I6, I13 |  | Residential - North - New |  |  |  | SNOPR Scenario I2, I6, I13 |  | Commercial - North - Replacement |  |  |  | SNOPR Scenario I2, I6, I13 |  | Commercial - North - New |  |  |  | SNOPR Scenario I2, I6, I13
|  | LCC | Net | No | Net |  |  | LCC | Net | No | Net |  |  | LCC | Net | No | Net |  |  | LCC | Net | No | Net |  |  | LCC | Net | No | Net
Level | Description | Savings | Cost | Impact | Benefit | Level | Description | Savings | Cost | Impact | Benefit | Level | Description | Savings | Cost | Impact | Benefit | Level | Description | Savings | Cost | Impact | Benefit | Level | Description | Savings | Cost | Impact | Benefit
NWGF | [5 empty] | NWGF | [5 empty] | NWGF | [5 empty] | NWGF | [5 empty] | NWGF
0 | NWGF 80% |  |  | 100% |  | 0 | NWGF 80% |  |  | 100% |  | 0 | NWGF 80% |  |  | 100% |  | 0 | NWGF 80% |  |  | 100% |  | 0 | NWGF 80% |  |  | 100%
1 | NWGF 90% |  |  |  |  | 1 | NWGF 90% |  |  |  |  | 1 | NWGF 90% |  |  |  |  | 1 | NWGF 90% |  |  |  |  | 1 | NWGF 90% | 1817.214
2 | NWGF 92% | 507.9503 | 8.643% | 76.39% | 14.97% | 2 | NWGF 92% | 271.8351 | 9.712% | 79.33% | 10.96% | 2 | NWGF 92% | 887.1412 | 5.817% | 68.08% | 26.1% | 2 | NWGF 92% | 941.3976 | 9.023% | 75.19% | 15.79% | 2 | NWGF 92% | 1375.5744 | 2.174% | 80.43% | 17.39%
3 | NWGF 95% |  |  |  |  | 3 | NWGF 95% |  |  |  |  | 3 | NWGF 95% |  |  |  |  | 3 | NWGF 95% |  |  |  |  | 3 | NWGF 95% | 864.45
4 | NWGF 98% |  |  |  |  | 4 | NWGF 98% |  |  |  |  | 4 | NWGF 98% |  |  |  |  | 4 | NWGF 98% |  |  |  |  | 4 | NWGF 98% | 765.6446
Simulation Results Rest of Country |  |  |  | SNOPR Scenario I2, I6, I13 |  | Residential - Rest of Country - Replacement |  |  |  | SNOPR Scenario I2, I6, I13 |  | Residential - Rest of Country - New |  |  |  | SNOPR Scenario I2, I6, I13 |  | Commercial - Rest of Country - Repl |  |  |  | SNOPR Scenario I2, I6, I13 |  | Commercial - Rest of Country - New |  |  |  | SNOPR Scenario I2, I6, I13
|  | LCC | Net | No | Net |  |  | LCC | Net | No | Net |  |  | LCC | Net | No | Net |  |  | LCC | Net | No | Net |  |  | LCC | Net | No | Net
Level | Description | Savings | Cost | Impact | Benefit | Level | Description | Savings | Cost | Impact | Benefit | Level | Description | Savings | Cost | Impact | Benefit | Level | Description | Savings | Cost | Impact | Benefit | Level | Description | Savings | Cost | Impact | Benefit
NWGF | [5 empty] | NWGF | [5 empty] | NWGF | [5 empty] | NWGF | [5 empty] | NWGF
0 | NWGF 80% |  |  | 100% |  | 0 | NWGF 80% |  |  | 100% |  | 0 | NWGF 80% |  |  | 100% |  | 0 | NWGF 80% |  |  | 100% |  | 0 | NWGF 80% |  |  | 100%
1 | NWGF 90% |  |  |  |  | 1 | NWGF 90% |  |  |  |  | 1 | NWGF 90% |  |  |  |  | 1 | NWGF 90% |  |  |  |  | 1 | NWGF 90%
2 | NWGF 92% | 444.7421 | 29.44% | 32.89% | 37.67% | 2 | NWGF 92% | 263.2293 | 36.71% | 31.98% | 31.31% | 2 | NWGF 92% | 1046.0868 | 7.401% | 35.24% | 57.36% | 2 | NWGF 92% | -131.0028 | 35.9% | 41.03% | 23.08% | 2 | NWGF 92% | 1074.1332 | 3.846% | 26.92% | 69.23%
3 | NWGF 95% |  |  |  |  | 3 | NWGF 95% |  |  |  |  | 3 | NWGF 95% |  |  |  |  | 3 | NWGF 95% |  |  |  |  | 3 | NWGF 95%
4 | NWGF 98% |  |  |  |  | 4 | NWGF 98% |  |  |  |  | 4 | NWGF 98% |  |  |  |  | 4 | NWGF 98% |  |  |  |  | 4 | NWGF 98%
Senior Only |  |  |  | SNOPR Scenario I2, I6, I13 |  | Senior Only - North |  |  |  | SNOPR Scenario I2, I6, I13 |  | Senior Only - Rest of Country |  |  |  | SNOPR Scenario I2, I6, I13
|  | LCC | Net | No | Net |  |  | LCC | Net | No | Net |  |  | LCC | Net | No | Net
Level | Description | Savings | Cost | Impact | Benefit | Level | Description | Savings | Cost | Impact | Benefit | Level | Description | Savings | Cost | Impact | Benefit
NWGF | [5 empty] | NWGF | [5 empty] | NWGF
0 | NWGF 80% |  |  | 100% |  | 0 | NWGF 80% |  |  | 100% |  | 0 | NWGF 80% |  |  | 100%
1 | NWGF 90% |  |  |  |  | 1 | NWGF 90% |  |  |  |  | 1 | NWGF 90%
2 | NWGF 92% | 561.7064 | 17.46% | 58.69% | 23.85% | 2 | NWGF 92% | 438.9602 | 6.675% | 79.09% | 14.23% | 2 | NWGF 92% | 608.5474 | 30.41% | 34.19% | 35.4%
3 | NWGF 95% |  |  |  |  | 3 | NWGF 95% |  |  |  |  | 3 | NWGF 95%
4 | NWGF 98% |  |  |  |  | 4 | NWGF 98% |  |  |  |  | 4 | NWGF 98%
Low Income Only |  |  |  | SNOPR Scenario I2, I6, I13 |  | Low Income Only - North |  |  |  | SNOPR Scenario I2, I6, I13 |  | Low Income Only - Rest of Country |  |  |  | SNOPR Scenario I2, I6, I13
|  | LCC | Net | No | Net |  |  | LCC | Net | No | Net |  |  | LCC | Net | No | Net
Level | Description | Savings | Cost | Impact | Benefit | Level | Description | Savings | Cost | Impact | Benefit | Level | Description | Savings | Cost | Impact | Benefit
NWGF | [5 empty] | NWGF | [5 empty] | NWGF
0 | NWGF 80% |  |  | 100% |  | 0 | NWGF 80% |  |  | 100% |  | 0 | NWGF 80% |  |  | 100%
1 | NWGF 90% |  |  |  |  | 1 | NWGF 90% |  |  |  |  | 1 | NWGF 90%
2 | NWGF 92% | 373.7903 | 21.96% | 55.95% | 22.09% | 2 | NWGF 92% | 351.235 | 8.39% | 80.05% | 11.56% | 2 | NWGF 92% | 381.1145 | 37.97% | 27.54% | 34.49%
3 | NWGF 95% |  |  |  |  | 3 | NWGF 95% |  |  |  |  | 3 | NWGF 95%
4 | NWGF 98% |  |  |  |  | 4 | NWGF 98% |  |  |  |  | 4 | NWGF 98%

## Scenario I17
Simulation Results NATIONAL - 10000 samples |  |  |  | SNOPR Scenario I17 |  | Residential - Replacement |  |  |  | SNOPR Scenario I17 |  | Residential - New |  |  |  | SNOPR Scenario I17 |  | Commercial Replacement - 10000 samples |  |  |  | SNOPR Scenario I17 |  | Commercial New - 10000 samples |  |  |  | SNOPR Scenario I17 |  | Replacement |  |  |  | SNOPR Scenario I17 |  | New |  |  |  | SNOPR Scenario I17
|  | LCC | Net | No | Net |  |  | LCC | Net | No | Net |  |  | LCC | Net | No | Net |  |  | LCC | Net | No | Net |  |  | LCC | Net | No | Net |  |  | LCC | Net | No | Net |  |  | LCC | Net | No | Net
Level | Description | Savings | Cost | Impact | Benefit | Level | Description | Savings | Cost | Impact | Benefit | Level | Description | Savings | Cost | Impact | Benefit | Level | Description | Savings | Cost | Impact | Benefit | Level | Description | Savings | Cost | Impact | Benefit | Level | Description | Savings | Cost | Impact | Benefit | Level | Description | Savings | Cost | Impact | Benefit
NWGF | [5 empty] | NWGF | [5 empty] | NWGF | [5 empty] | NWGF | [5 empty] | NWGF | [5 empty] | NWGF | [5 empty] | NWGF
0 | NWGF 80% |  |  | 100% |  | 0 | NWGF 80% |  |  | 100% |  | 0 | NWGF 80% |  |  | 100% |  | 0 | NWGF 80% |  |  | 100% |  | 0 | NWGF 80% |  |  | 100% |  | 0 | NWGF 80% |  |  | 100% |  | 0 | NWGF 80% |  |  | 100%
1 | NWGF 90% |  |  |  |  | 1 | NWGF 90% |  |  |  |  | 1 | NWGF 90% |  |  |  |  | 1 | NWGF 90% |  |  |  |  | 1 | NWGF 90% |  |  |  |  | 1 | NWGF 90% |  |  |  |  | 1 | NWGF 90%
2 | NWGF 92% | 591.7444 | 17.2% | 47.53% | 35.27% | 2 | NWGF 92% | 391.1218 | 22.01% | 48.07% | 29.91% | 2 | NWGF 92% | 1156.5 | 2.948% | 45.68% | 51.37% | 2 | NWGF 92% | 299.8869 | 25.12% | 48.82% | 26.07% | 2 | NWGF 92% | 1364.2674 | 0% | 52.78% | 47.22% | 2 | NWGF 92% | 388.5744 | 22.1% | 48.09% | 29.8% | 2 | NWGF 92% | 1161.6226 | 2.865% | 45.88% | 51.26%
3 | NWGF 95% |  |  |  |  | 3 | NWGF 95% |  |  |  |  | 3 | NWGF 95% |  |  |  |  | 3 | NWGF 95% |  |  |  |  | 3 | NWGF 95% |  |  |  |  | 3 | NWGF 95% |  |  |  |  | 3 | NWGF 95%
4 | NWGF 98% |  |  |  |  | 4 | NWGF 98% |  |  |  |  | 4 | NWGF 98% |  |  |  |  | 4 | NWGF 98% |  |  |  |  | 4 | NWGF 98% |  |  |  |  | 4 | NWGF 98% |  |  |  |  | 4 | NWGF 98%
Simulation Results NORTH |  |  |  | SNOPR Scenario I17 |  | Residential - North - Replacement |  |  |  | SNOPR Scenario I17 |  | Residential - North - New |  |  |  | SNOPR Scenario I17 |  | Commercial - North - Replacement |  |  |  | SNOPR Scenario I17 |  | Commercial - North - New |  |  |  | SNOPR Scenario I17
|  | LCC | Net | No | Net |  |  | LCC | Net | No | Net |  |  | LCC | Net | No | Net |  |  | LCC | Net | No | Net |  |  | LCC | Net | No | Net
Level | Description | Savings | Cost | Impact | Benefit | Level | Description | Savings | Cost | Impact | Benefit | Level | Description | Savings | Cost | Impact | Benefit | Level | Description | Savings | Cost | Impact | Benefit | Level | Description | Savings | Cost | Impact | Benefit
NWGF | [5 empty] | NWGF | [5 empty] | NWGF | [5 empty] | NWGF | [5 empty] | NWGF
0 | NWGF 80% |  |  | 100% |  | 0 | NWGF 80% |  |  | 100% |  | 0 | NWGF 80% |  |  | 100% |  | 0 | NWGF 80% |  |  | 100% |  | 0 | NWGF 80% |  |  | 100%
1 | NWGF 90% |  |  |  |  | 1 | NWGF 90% |  |  |  |  | 1 | NWGF 90% |  |  |  |  | 1 | NWGF 90% |  |  |  |  | 1 | NWGF 90% | 1817.214
2 | NWGF 92% | 694.1583 | 9.039% | 66.26% | 24.7% | 2 | NWGF 92% | 484.7581 | 11.14% | 68.8% | 20.06% | 2 | NWGF 92% | 1135.7831 | 2.685% | 59.81% | 37.51% | 2 | NWGF 92% | 630.4813 | 16.54% | 57.89% | 25.56% | 2 | NWGF 92% | 1580.8121 | 0% | 69.57% | 30.43%
3 | NWGF 95% |  |  |  |  | 3 | NWGF 95% |  |  |  |  | 3 | NWGF 95% |  |  |  |  | 3 | NWGF 95% |  |  |  |  | 3 | NWGF 95% | 864.45
4 | NWGF 98% |  |  |  |  | 4 | NWGF 98% |  |  |  |  | 4 | NWGF 98% |  |  |  |  | 4 | NWGF 98% |  |  |  |  | 4 | NWGF 98% | 765.6446
Simulation Results Rest of Country |  |  |  | SNOPR Scenario I17 |  | Residential - Rest of Country - Replacement |  |  |  | SNOPR Scenario I17 |  | Residential - Rest of Country - New |  |  |  | SNOPR Scenario I17 |  | Commercial - Rest of Country - Repl |  |  |  | SNOPR Scenario I17 |  | Commercial - Rest of Country - New |  |  |  | SNOPR Scenario I17
|  | LCC | Net | No | Net |  |  | LCC | Net | No | Net |  |  | LCC | Net | No | Net |  |  | LCC | Net | No | Net |  |  | LCC | Net | No | Net
Level | Description | Savings | Cost | Impact | Benefit | Level | Description | Savings | Cost | Impact | Benefit | Level | Description | Savings | Cost | Impact | Benefit | Level | Description | Savings | Cost | Impact | Benefit | Level | Description | Savings | Cost | Impact | Benefit
NWGF | [5 empty] | NWGF | [5 empty] | NWGF | [5 empty] | NWGF | [5 empty] | NWGF
0 | NWGF 80% |  |  | 100% |  | 0 | NWGF 80% |  |  | 100% |  | 0 | NWGF 80% |  |  | 100% |  | 0 | NWGF 80% |  |  | 100% |  | 0 | NWGF 80% |  |  | 100%
1 | NWGF 90% |  |  |  |  | 1 | NWGF 90% |  |  |  |  | 1 | NWGF 90% |  |  |  |  | 1 | NWGF 90% |  |  |  |  | 1 | NWGF 90%
2 | NWGF 92% | 538.8053 | 26.4% | 26.42% | 47.18% | 2 | NWGF 92% | 348.3487 | 33.88% | 25.45% | 40.67% | 2 | NWGF 92% | 1170.3541 | 3.26% | 28.99% | 67.75% | 2 | NWGF 92% | -56.1379 | 39.74% | 33.33% | 26.92% | 2 | NWGF 92% | 1212.686 | 0% | 23.08% | 76.92%
3 | NWGF 95% |  |  |  |  | 3 | NWGF 95% |  |  |  |  | 3 | NWGF 95% |  |  |  |  | 3 | NWGF 95% |  |  |  |  | 3 | NWGF 95%
4 | NWGF 98% |  |  |  |  | 4 | NWGF 98% |  |  |  |  | 4 | NWGF 98% |  |  |  |  | 4 | NWGF 98% |  |  |  |  | 4 | NWGF 98%
Senior Only |  |  |  | SNOPR Scenario I17 |  | Senior Only - North |  |  |  | SNOPR Scenario I17 |  | Senior Only - Rest of Country |  |  |  | SNOPR Scenario I17
|  | LCC | Net | No | Net |  |  | LCC | Net | No | Net |  |  | LCC | Net | No | Net
Level | Description | Savings | Cost | Impact | Benefit | Level | Description | Savings | Cost | Impact | Benefit | Level | Description | Savings | Cost | Impact | Benefit
NWGF | [5 empty] | NWGF | [5 empty] | NWGF
0 | NWGF 80% |  |  | 100% |  | 0 | NWGF 80% |  |  | 100% |  | 0 | NWGF 80% |  |  | 100%
1 | NWGF 90% |  |  |  |  | 1 | NWGF 90% |  |  |  |  | 1 | NWGF 90%
2 | NWGF 92% | 752.9371 | 16.7% | 51.48% | 31.82% | 2 | NWGF 92% | 767.724 | 8.186% | 70.65% | 21.16% | 2 | NWGF 92% | 745.653 | 26.93% | 28.44% | 44.63%
3 | NWGF 95% |  |  |  |  | 3 | NWGF 95% |  |  |  |  | 3 | NWGF 95%
4 | NWGF 98% |  |  |  |  | 4 | NWGF 98% |  |  |  |  | 4 | NWGF 98%
Low Income Only |  |  |  | SNOPR Scenario I17 |  | Low Income Only - North |  |  |  | SNOPR Scenario I17 |  | Low Income Only - Rest of Country |  |  |  | SNOPR Scenario I17
|  | LCC | Net | No | Net |  |  | LCC | Net | No | Net |  |  | LCC | Net | No | Net
Level | Description | Savings | Cost | Impact | Benefit | Level | Description | Savings | Cost | Impact | Benefit | Level | Description | Savings | Cost | Impact | Benefit
NWGF | [5 empty] | NWGF | [5 empty] | NWGF
0 | NWGF 80% |  |  | 100% |  | 0 | NWGF 80% |  |  | 100% |  | 0 | NWGF 80% |  |  | 100%
1 | NWGF 90% |  |  |  |  | 1 | NWGF 90% |  |  |  |  | 1 | NWGF 90%
2 | NWGF 92% | 446.2047 | 20.49% | 47.12% | 32.39% | 2 | NWGF 92% | 513.3681 | 8.163% | 68.93% | 22.9% | 2 | NWGF 92% | 414.9075 | 35.03% | 21.39% | 43.58%
3 | NWGF 95% |  |  |  |  | 3 | NWGF 95% |  |  |  |  | 3 | NWGF 95%
4 | NWGF 98% |  |  |  |  | 4 | NWGF 98% |  |  |  |  | 4 | NWGF 98%

## Scenario 39
Simulation Results NATIONAL - 10000 samples |  |  |  | SNOPR Scenario 39 |  | Residential - Replacement |  |  |  | SNOPR Scenario 39 |  | Residential - New |  |  |  | SNOPR Scenario 39 |  | Commercial Replacement - 10000 samples |  |  |  | SNOPR Scenario 39 |  | Commercial New - 10000 samples |  |  |  | SNOPR Scenario 39 |  | Replacement |  |  |  | SNOPR Scenario 39 |  | New |  |  |  | SNOPR Scenario 39
|  | LCC | Net | No | Net |  |  | LCC | Net | No | Net |  |  | LCC | Net | No | Net |  |  | LCC | Net | No | Net |  |  | LCC | Net | No | Net |  |  | LCC | Net | No | Net |  |  | LCC | Net | No | Net
Level | Description | Savings | Cost | Impact | Benefit | Level | Description | Savings | Cost | Impact | Benefit | Level | Description | Savings | Cost | Impact | Benefit | Level | Description | Savings | Cost | Impact | Benefit | Level | Description | Savings | Cost | Impact | Benefit | Level | Description | Savings | Cost | Impact | Benefit | Level | Description | Savings | Cost | Impact | Benefit
NWGF | [5 empty] | NWGF | [5 empty] | NWGF | [5 empty] | NWGF | [5 empty] | NWGF | [5 empty] | NWGF | [5 empty] | NWGF
0 | NWGF 80% |  |  | 100% |  | 0 | NWGF 80% |  |  | 100% |  | 0 | NWGF 80% |  |  | 100% |  | 0 | NWGF 80% |  |  | 100% |  | 0 | NWGF 80% |  |  | 100% |  | 0 | NWGF 80% |  |  | 100% |  | 0 | NWGF 80% |  |  | 100%
1 | NWGF 90% |  |  |  |  | 1 | NWGF 90% |  |  |  |  | 1 | NWGF 90% |  |  |  |  | 1 | NWGF 90% |  |  |  |  | 1 | NWGF 90% |  |  |  |  | 1 | NWGF 90% |  |  |  |  | 1 | NWGF 90%
2 | NWGF 92% | 96.2985 | 20.81% | 58.13% | 21.06% | 2 | NWGF 92% | -3.4829 | 26.86% | 52.12% | 21.02% | 2 | NWGF 92% | 689.6727 | 2.827% | 75.16% | 22.01% | 2 | NWGF 92% | -237.7651 | 31.28% | 54.98% | 13.74% | 2 | NWGF 92% | 1371.575 | 0% | 86.11% | 13.89% | 2 | NWGF 92% | -9.7313 | 26.99% | 52.2% | 20.81% | 2 | NWGF 92% | 700.5831 | 2.747% | 75.47% | 21.78%
3 | NWGF 95% |  |  |  |  | 3 | NWGF 95% |  |  |  |  | 3 | NWGF 95% |  |  |  |  | 3 | NWGF 95% |  |  |  |  | 3 | NWGF 95% |  |  |  |  | 3 | NWGF 95% |  |  |  |  | 3 | NWGF 95%
4 | NWGF 98% |  |  |  |  | 4 | NWGF 98% |  |  |  |  | 4 | NWGF 98% |  |  |  |  | 4 | NWGF 98% |  |  |  |  | 4 | NWGF 98% |  |  |  |  | 4 | NWGF 98% |  |  |  |  | 4 | NWGF 98%
Simulation Results NORTH |  |  |  | SNOPR Scenario 39 |  | Residential - North - Replacement |  |  |  | SNOPR Scenario 39 |  | Residential - North - New |  |  |  | SNOPR Scenario 39 |  | Commercial - North - Replacement |  |  |  | SNOPR Scenario 39 |  | Commercial - North - New |  |  |  | SNOPR Scenario 39
|  | LCC | Net | No | Net |  |  | LCC | Net | No | Net |  |  | LCC | Net | No | Net |  |  | LCC | Net | No | Net |  |  | LCC | Net | No | Net
Level | Description | Savings | Cost | Impact | Benefit | Level | Description | Savings | Cost | Impact | Benefit | Level | Description | Savings | Cost | Impact | Benefit | Level | Description | Savings | Cost | Impact | Benefit | Level | Description | Savings | Cost | Impact | Benefit
NWGF | [5 empty] | NWGF | [5 empty] | NWGF | [5 empty] | NWGF | [5 empty] | NWGF
0 | NWGF 80% |  |  | 100% |  | 0 | NWGF 80% |  |  | 100% |  | 0 | NWGF 80% |  |  | 100% |  | 0 | NWGF 80% |  |  | 100% |  | 0 | NWGF 80% |  |  | 100%
1 | NWGF 90% |  |  |  |  | 1 | NWGF 90% |  |  |  |  | 1 | NWGF 90% |  |  |  |  | 1 | NWGF 90% |  |  |  |  | 1 | NWGF 90%
2 | NWGF 92% | -45.6651 | 14.42% | 70.3% | 15.29% | 2 | NWGF 92% | -334.9052 | 18.29% | 71.69% | 10.03% | 2 | NWGF 92% | 598.2844 | 3.878% | 65.62% | 30.5% | 2 | NWGF 92% | -92.5227 | 15.79% | 75.19% | 9.023% | 2 | NWGF 92% | 1371.575 | 0% | 78.26% | 21.74%
3 | NWGF 95% |  |  |  |  | 3 | NWGF 95% |  |  |  |  | 3 | NWGF 95% |  |  |  |  | 3 | NWGF 95% |  |  |  |  | 3 | NWGF 95%
4 | NWGF 98% |  |  |  |  | 4 | NWGF 98% |  |  |  |  | 4 | NWGF 98% |  |  |  |  | 4 | NWGF 98% |  |  |  |  | 4 | NWGF 98%
Simulation Results Rest of Country |  |  |  | SNOPR Scenario 39 |  | Residential - Rest of Country - Replacement |  |  |  | SNOPR Scenario 39 |  | Residential - Rest of Country - New |  |  |  | SNOPR Scenario 39 |  | Commercial - Rest of Country - Repl |  |  |  | SNOPR Scenario 39 |  | Commercial - Rest of Country - New |  |  |  | SNOPR Scenario 39
|  | LCC | Net | No | Net |  |  | LCC | Net | No | Net |  |  | LCC | Net | No | Net |  |  | LCC | Net | No | Net |  |  | LCC | Net | No | Net
Level | Description | Savings | Cost | Impact | Benefit | Level | Description | Savings | Cost | Impact | Benefit | Level | Description | Savings | Cost | Impact | Benefit | Level | Description | Savings | Cost | Impact | Benefit | Level | Description | Savings | Cost | Impact | Benefit
NWGF | [5 empty] | NWGF | [5 empty] | NWGF | [5 empty] | NWGF | [5 empty] | NWGF
0 | NWGF 80% |  |  | 100% |  | 0 | NWGF 80% |  |  | 100% |  | 0 | NWGF 80% |  |  | 100% |  | 0 | NWGF 80% |  |  | 100% |  | 0 | NWGF 80% |  |  | 100%
1 | NWGF 90% |  |  |  |  | 1 | NWGF 90% |  |  |  |  | 1 | NWGF 90% |  |  |  |  | 1 | NWGF 90% |  |  |  |  | 1 | NWGF 90%
2 | NWGF 92% | 181.8135 | 28.02% | 44.42% | 27.57% | 2 | NWGF 92% | 144.4611 | 36.22% | 30.76% | 33.02% | 2 | NWGF 92% | 963.244 | 1.586% | 86.43% | 11.98% | 2 | NWGF 92% | -315.0715 | 57.69% | 20.51% | 21.79% | 2 | NWGF 92% | #DIV/0! | 0% | 100% | 0%
3 | NWGF 95% |  |  |  |  | 3 | NWGF 95% |  |  |  |  | 3 | NWGF 95% |  |  |  |  | 3 | NWGF 95% |  |  |  |  | 3 | NWGF 95%
4 | NWGF 98% |  |  |  |  | 4 | NWGF 98% |  |  |  |  | 4 | NWGF 98% |  |  |  |  | 4 | NWGF 98% |  |  |  |  | 4 | NWGF 98%
Senior Only |  |  |  | SNOPR Scenario 39 |  | Senior Only - North |  |  |  | SNOPR Scenario 39 |  | Senior Only - Rest of Country |  |  |  | SNOPR Scenario 39
|  | LCC | Net | No | Net |  |  | LCC | Net | No | Net |  |  | LCC | Net | No | Net
Level | Description | Savings | Cost | Impact | Benefit | Level | Description | Savings | Cost | Impact | Benefit | Level | Description | Savings | Cost | Impact | Benefit
NWGF | [5 empty] | NWGF | [5 empty] | NWGF
0 | NWGF 80% |  |  | 100% |  | 0 | NWGF 80% |  |  | 100% |  | 0 | NWGF 80% |  |  | 100%
1 | NWGF 90% |  |  |  |  | 1 | NWGF 90% |  |  |  |  | 1 | NWGF 90%
2 | NWGF 92% | 280.1514 | 18.14% | 62.89% | 18.97% | 2 | NWGF 92% | 121.9301 | 10.45% | 76.95% | 12.59% | 2 | NWGF 92% | 361.2565 | 27.38% | 45.99% | 26.63%
3 | NWGF 95% |  |  |  |  | 3 | NWGF 95% |  |  |  |  | 3 | NWGF 95%
4 | NWGF 98% |  |  |  |  | 4 | NWGF 98% |  |  |  |  | 4 | NWGF 98%
Low Income Only |  |  |  | SNOPR Scenario 39 |  | Low Income Only - North |  |  |  | SNOPR Scenario 39 |  | Low Income Only - Rest of Country |  |  |  | SNOPR Scenario 39
|  | LCC | Net | No | Net |  |  | LCC | Net | No | Net |  |  | LCC | Net | No | Net
Level | Description | Savings | Cost | Impact | Benefit | Level | Description | Savings | Cost | Impact | Benefit | Level | Description | Savings | Cost | Impact | Benefit
NWGF | [5 empty] | NWGF | [5 empty] | NWGF
0 | NWGF 80% |  |  | 100% |  | 0 | NWGF 80% |  |  | 100% |  | 0 | NWGF 80% |  |  | 100%
1 | NWGF 90% |  |  |  |  | 1 | NWGF 90% |  |  |  |  | 1 | NWGF 90%
2 | NWGF 92% | 14.07 | 22.94% | 57.3% | 19.75% | 2 | NWGF 92% | -185.5213 | 11.79% | 76.64% | 11.56% | 2 | NWGF 92% | 97.9798 | 36.1% | 34.49% | 29.41%
3 | NWGF 95% |  |  |  |  | 3 | NWGF 95% |  |  |  |  | 3 | NWGF 95%
4 | NWGF 98% |  |  |  |  | 4 | NWGF 98% |  |  |  |  | 4 | NWGF 98%

## Scenario 39.55
Simulation Results NATIONAL - 10000 samples |  |  |  | SNOPR Scenario 39.55 |  | Residential - Replacement |  |  |  | SNOPR Scenario 39.55 |  | Residential - New |  |  |  | SNOPR Scenario 39.55 |  | Commercial Replacement - 10000 samples |  |  |  | SNOPR Scenario 39.55 |  | Commercial New - 10000 samples |  |  |  | SNOPR Scenario 39.55 |  | Replacement |  |  |  | SNOPR Scenario 39.55 |  | New |  |  |  | SNOPR Scenario 39.55
|  | LCC | Net | No | Net |  |  | LCC | Net | No | Net |  |  | LCC | Net | No | Net |  |  | LCC | Net | No | Net |  |  | LCC | Net | No | Net |  |  | LCC | Net | No | Net |  |  | LCC | Net | No | Net
Level | Description | Savings | Cost | Impact | Benefit | Level | Description | Savings | Cost | Impact | Benefit | Level | Description | Savings | Cost | Impact | Benefit | Level | Description | Savings | Cost | Impact | Benefit | Level | Description | Savings | Cost | Impact | Benefit | Level | Description | Savings | Cost | Impact | Benefit | Level | Description | Savings | Cost | Impact | Benefit
NWGF | [5 empty] | NWGF | [5 empty] | NWGF | [5 empty] | NWGF | [5 empty] | NWGF | [5 empty] | NWGF | [5 empty] | NWGF
0 | NWGF 80% |  |  | 100% |  | 0 | NWGF 80% |  |  | 100% |  | 0 | NWGF 80% |  |  | 100% |  | 0 | NWGF 80% |  |  | 100% |  | 0 | NWGF 80% |  |  | 100% |  | 0 | NWGF 80% |  |  | 100% |  | 0 | NWGF 80% |  |  | 100%
1 | NWGF 90% |  |  |  |  | 1 | NWGF 90% |  |  |  |  | 1 | NWGF 90% |  |  |  |  | 1 | NWGF 90% |  |  |  |  | 1 | NWGF 90% |  |  |  |  | 1 | NWGF 90% |  |  |  |  | 1 | NWGF 90%
2 | NWGF 92% | 150.8373 | 14.42% | 68.09% | 17.49% | 2 | NWGF 92% | 21.1201 | 18.23% | 65.43% | 16.34% | 2 | NWGF 92% | 666.7076 | 2.706% | 76.01% | 21.28% | 2 | NWGF 92% | -164.6593 | 26.07% | 60.19% | 13.74% | 2 | NWGF 92% | 1371.575 | 0% | 86.11% | 13.89% | 2 | NWGF 92% | 16.1653 | 18.45% | 65.28% | 16.26% | 2 | NWGF 92% | 677.9855 | 2.63% | 76.3% | 21.08%
3 | NWGF 95% |  |  |  |  | 3 | NWGF 95% |  |  |  |  | 3 | NWGF 95% |  |  |  |  | 3 | NWGF 95% |  |  |  |  | 3 | NWGF 95% |  |  |  |  | 3 | NWGF 95% |  |  |  |  | 3 | NWGF 95%
4 | NWGF 98% |  |  |  |  | 4 | NWGF 98% |  |  |  |  | 4 | NWGF 98% |  |  |  |  | 4 | NWGF 98% |  |  |  |  | 4 | NWGF 98% |  |  |  |  | 4 | NWGF 98% |  |  |  |  | 4 | NWGF 98%
Simulation Results NORTH |  |  |  | SNOPR Scenario 39.55 |  | Residential - North - Replacement |  |  |  | SNOPR Scenario 39.55 |  | Residential - North - New |  |  |  | SNOPR Scenario 39.55 |  | Commercial - North - Replacement |  |  |  | SNOPR Scenario 39.55 |  | Commercial - North - New |  |  |  | SNOPR Scenario 39.55
|  | LCC | Net | No | Net |  |  | LCC | Net | No | Net |  |  | LCC | Net | No | Net |  |  | LCC | Net | No | Net |  |  | LCC | Net | No | Net
Level | Description | Savings | Cost | Impact | Benefit | Level | Description | Savings | Cost | Impact | Benefit | Level | Description | Savings | Cost | Impact | Benefit | Level | Description | Savings | Cost | Impact | Benefit | Level | Description | Savings | Cost | Impact | Benefit
NWGF | [5 empty] | NWGF | [5 empty] | NWGF | [5 empty] | NWGF | [5 empty] | NWGF
0 | NWGF 80% |  |  | 100% |  | 0 | NWGF 80% |  |  | 100% |  | 0 | NWGF 80% |  |  | 100% |  | 0 | NWGF 80% |  |  | 100% |  | 0 | NWGF 80% |  |  | 100%
1 | NWGF 90% |  |  |  |  | 1 | NWGF 90% |  |  |  |  | 1 | NWGF 90% |  |  |  |  | 1 | NWGF 90% |  |  |  |  | 1 | NWGF 90%
2 | NWGF 92% | -29.0265 | 12.87% | 72.47% | 14.66% | 2 | NWGF 92% | -310.7848 | 16.22% | 74.46% | 9.315% | 2 | NWGF 92% | 600.7857 | 3.803% | 66.14% | 30.05% | 2 | NWGF 92% | -14.7836 | 13.53% | 77.44% | 9.023% | 2 | NWGF 92% | 1371.575 | 0% | 78.26% | 21.74%
3 | NWGF 95% |  |  |  |  | 3 | NWGF 95% |  |  |  |  | 3 | NWGF 95% |  |  |  |  | 3 | NWGF 95% |  |  |  |  | 3 | NWGF 95%
4 | NWGF 98% |  |  |  |  | 4 | NWGF 98% |  |  |  |  | 4 | NWGF 98% |  |  |  |  | 4 | NWGF 98% |  |  |  |  | 4 | NWGF 98%
Simulation Results Rest of Country |  |  |  | SNOPR Scenario 39.55 |  | Residential - Rest of Country - Replacement |  |  |  | SNOPR Scenario 39.55 |  | Residential - Rest of Country - New |  |  |  | SNOPR Scenario 39.55 |  | Commercial - Rest of Country - Repl |  |  |  | SNOPR Scenario 39.55 |  | Commercial - Rest of Country - New |  |  |  | SNOPR Scenario 39.55
|  | LCC | Net | No | Net |  |  | LCC | Net | No | Net |  |  | LCC | Net | No | Net |  |  | LCC | Net | No | Net |  |  | LCC | Net | No | Net
Level | Description | Savings | Cost | Impact | Benefit | Level | Description | Savings | Cost | Impact | Benefit | Level | Description | Savings | Cost | Impact | Benefit | Level | Description | Savings | Cost | Impact | Benefit | Level | Description | Savings | Cost | Impact | Benefit
NWGF | [5 empty] | NWGF | [5 empty] | NWGF | [5 empty] | NWGF | [5 empty] | NWGF
0 | NWGF 80% |  |  | 100% |  | 0 | NWGF 80% |  |  | 100% |  | 0 | NWGF 80% |  |  | 100% |  | 0 | NWGF 80% |  |  | 100% |  | 0 | NWGF 80% |  |  | 100%
1 | NWGF 90% |  |  |  |  | 1 | NWGF 90% |  |  |  |  | 1 | NWGF 90% |  |  |  |  | 1 | NWGF 90% |  |  |  |  | 1 | NWGF 90%
2 | NWGF 92% | 302.3507 | 16.17% | 63.16% | 20.68% | 2 | NWGF 92% | 169.2795 | 20.42% | 55.57% | 24% | 2 | NWGF 92% | 864.045 | 1.41% | 87.67% | 10.93% | 2 | NWGF 92% | -244.4318 | 47.44% | 30.77% | 21.79% | 2 | NWGF 92% | #DIV/0! | 0% | 100% | 0%
3 | NWGF 95% |  |  |  |  | 3 | NWGF 95% |  |  |  |  | 3 | NWGF 95% |  |  |  |  | 3 | NWGF 95% |  |  |  |  | 3 | NWGF 95%
4 | NWGF 98% |  |  |  |  | 4 | NWGF 98% |  |  |  |  | 4 | NWGF 98% |  |  |  |  | 4 | NWGF 98% |  |  |  |  | 4 | NWGF 98%
Senior Only |  |  |  | SNOPR Scenario 39.55 |  | Senior Only - North |  |  |  | SNOPR Scenario 39.55 |  | Senior Only - Rest of Country |  |  |  | SNOPR Scenario 39.55
|  | LCC | Net | No | Net |  |  | LCC | Net | No | Net |  |  | LCC | Net | No | Net
Level | Description | Savings | Cost | Impact | Benefit | Level | Description | Savings | Cost | Impact | Benefit | Level | Description | Savings | Cost | Impact | Benefit
NWGF | [5 empty] | NWGF | [5 empty] | NWGF
0 | NWGF 80% |  |  | 100% |  | 0 | NWGF 80% |  |  | 100% |  | 0 | NWGF 80% |  |  | 100%
1 | NWGF 90% |  |  |  |  | 1 | NWGF 90% |  |  |  |  | 1 | NWGF 90%
2 | NWGF 92% | 241.4854 | 11.55% | 73.13% | 15.33% | 2 | NWGF 92% | 79.6135 | 8.816% | 80.1% | 11.08% | 2 | NWGF 92% | 324.4617 | 14.83% | 64.75% | 20.42%
3 | NWGF 95% |  |  |  |  | 3 | NWGF 95% |  |  |  |  | 3 | NWGF 95%
4 | NWGF 98% |  |  |  |  | 4 | NWGF 98% |  |  |  |  | 4 | NWGF 98%
Low Income Only |  |  |  | SNOPR Scenario 39.55 |  | Low Income Only - North |  |  |  | SNOPR Scenario 39.55 |  | Low Income Only - Rest of Country |  |  |  | SNOPR Scenario 39.55
|  | LCC | Net | No | Net |  |  | LCC | Net | No | Net |  |  | LCC | Net | No | Net
Level | Description | Savings | Cost | Impact | Benefit | Level | Description | Savings | Cost | Impact | Benefit | Level | Description | Savings | Cost | Impact | Benefit
NWGF | [5 empty] | NWGF | [5 empty] | NWGF
0 | NWGF 80% |  |  | 100% |  | 0 | NWGF 80% |  |  | 100% |  | 0 | NWGF 80% |  |  | 100%
1 | NWGF 90% |  |  |  |  | 1 | NWGF 90% |  |  |  |  | 1 | NWGF 90%
2 | NWGF 92% | 46.1522 | 11.41% | 75.95% | 12.64% | 2 | NWGF 92% | -111.6893 | 7.71% | 81.63% | 10.66% | 2 | NWGF 92% | 112.5101 | 15.78% | 69.25% | 14.97%
3 | NWGF 95% |  |  |  |  | 3 | NWGF 95% |  |  |  |  | 3 | NWGF 95%
4 | NWGF 98% |  |  |  |  | 4 | NWGF 98% |  |  |  |  | 4 | NWGF 98%

## Scenario Int-19
Simulation Results NATIONAL - 10000 samples |  |  |  | SNOPR Scenario Int-19 |  | Residential - Replacement |  |  |  | SNOPR Scenario Int-19 |  | Residential - New |  |  |  | SNOPR Scenario Int-19 |  | Commercial Replacement - 10000 samples |  |  |  | SNOPR Scenario Int-19 |  | Commercial New - 10000 samples |  |  |  | SNOPR Scenario Int-19 |  | Replacement |  |  |  | SNOPR Scenario Int-19 |  | New |  |  |  | SNOPR Scenario Int-19
|  | LCC | Net | No | Net |  |  | LCC | Net | No | Net |  |  | LCC | Net | No | Net |  |  | LCC | Net | No | Net |  |  | LCC | Net | No | Net |  |  | LCC | Net | No | Net |  |  | LCC | Net | No | Net
Level | Description | Savings | Cost | Impact | Benefit | Level | Description | Savings | Cost | Impact | Benefit | Level | Description | Savings | Cost | Impact | Benefit | Level | Description | Savings | Cost | Impact | Benefit | Level | Description | Savings | Cost | Impact | Benefit | Level | Description | Savings | Cost | Impact | Benefit | Level | Description | Savings | Cost | Impact | Benefit
NWGF | [5 empty] | NWGF | [5 empty] | NWGF | [5 empty] | NWGF | [5 empty] | NWGF | [5 empty] | NWGF | [5 empty] | NWGF
0 | NWGF 80% |  |  | 100% |  | 0 | NWGF 80% |  |  | 100% |  | 0 | NWGF 80% |  |  | 100% |  | 0 | NWGF 80% |  |  | 100% |  | 0 | NWGF 80% |  |  | 100% |  | 0 | NWGF 80% |  |  | 100% |  | 0 | NWGF 80% |  |  | 100%
1 | NWGF 90% |  |  |  |  | 1 | NWGF 90% |  |  |  |  | 1 | NWGF 90% |  |  |  |  | 1 | NWGF 90% |  |  |  |  | 1 | NWGF 90% |  |  |  |  | 1 | NWGF 90% |  |  |  |  | 1 | NWGF 90%
2 | NWGF 92% | -377.8546 | 27.26% | 63.57% | 9.17% | 2 | NWGF 92% | -471.9874 | 34.01% | 59.47% | 6.518% | 2 | NWGF 92% | 59.6047 | 7.876% | 75.32% | 16.8% | 2 | NWGF 92% | -531.6499 | 31.28% | 62.09% | 6.635% | 2 | NWGF 92% | 925.7925 | 1.389% | 77.78% | 20.83% | 2 | NWGF 92% | -473.5704 | 33.94% | 59.54% | 6.522% | 2 | NWGF 92% | 81.6732 | 7.692% | 75.39% | 16.92%
3 | NWGF 95% |  |  |  |  | 3 | NWGF 95% |  |  |  |  | 3 | NWGF 95% |  |  |  |  | 3 | NWGF 95% |  |  |  |  | 3 | NWGF 95% |  |  |  |  | 3 | NWGF 95% |  |  |  |  | 3 | NWGF 95%
4 | NWGF 98% |  |  |  |  | 4 | NWGF 98% |  |  |  |  | 4 | NWGF 98% |  |  |  |  | 4 | NWGF 98% |  |  |  |  | 4 | NWGF 98% |  |  |  |  | 4 | NWGF 98% |  |  |  |  | 4 | NWGF 98%
Simulation Results NORTH |  |  |  | SNOPR Scenario Int-19 |  | Residential - North - Replacement |  |  |  | SNOPR Scenario Int-19 |  | Residential - North - New |  |  |  | SNOPR Scenario Int-19 |  | Commercial - North - Replacement |  |  |  | SNOPR Scenario Int-19 |  | Commercial - North - New |  |  |  | SNOPR Scenario Int-19
|  | LCC | Net | No | Net |  |  | LCC | Net | No | Net |  |  | LCC | Net | No | Net |  |  | LCC | Net | No | Net |  |  | LCC | Net | No | Net
Level | Description | Savings | Cost | Impact | Benefit | Level | Description | Savings | Cost | Impact | Benefit | Level | Description | Savings | Cost | Impact | Benefit | Level | Description | Savings | Cost | Impact | Benefit | Level | Description | Savings | Cost | Impact | Benefit
NWGF | [5 empty] | NWGF | [5 empty] | NWGF | [5 empty] | NWGF | [5 empty] | NWGF
0 | NWGF 80% |  |  | 100% |  | 0 | NWGF 80% |  |  | 100% |  | 0 | NWGF 80% |  |  | 100% |  | 0 | NWGF 80% |  |  | 100% |  | 0 | NWGF 80% |  |  | 100%
1 | NWGF 90% |  |  |  |  | 1 | NWGF 90% |  |  |  |  | 1 | NWGF 90% |  |  |  |  | 1 | NWGF 90% |  |  |  |  | 1 | NWGF 90%
2 | NWGF 92% | -502.9376 | 17.44% | 76.32% | 6.246% | 2 | NWGF 92% | -745.449 | 20.14% | 77.51% | 2.355% | 2 | NWGF 92% | -4.0261 | 10.74% | 72.63% | 16.63% | 2 | NWGF 92% | -450.4657 | 12.78% | 82.71% | 4.511% | 2 | NWGF 92% | 1020.5207 | 2.174% | 69.57% | 28.26%
3 | NWGF 95% |  |  |  |  | 3 | NWGF 95% |  |  |  |  | 3 | NWGF 95% |  |  |  |  | 3 | NWGF 95% |  |  |  |  | 3 | NWGF 95%
4 | NWGF 98% |  |  |  |  | 4 | NWGF 98% |  |  |  |  | 4 | NWGF 98% |  |  |  |  | 4 | NWGF 98% |  |  |  |  | 4 | NWGF 98%
Simulation Results Rest of Country |  |  |  | SNOPR Scenario Int-19 |  | Residential - Rest of Country - Replacement |  |  |  | SNOPR Scenario Int-19 |  | Residential - Rest of Country - New |  |  |  | SNOPR Scenario Int-19 |  | Commercial - Rest of Country - Repl |  |  |  | SNOPR Scenario Int-19 |  | Commercial - Rest of Country - New |  |  |  | SNOPR Scenario Int-19
|  | LCC | Net | No | Net |  |  | LCC | Net | No | Net |  |  | LCC | Net | No | Net |  |  | LCC | Net | No | Net |  |  | LCC | Net | No | Net
Level | Description | Savings | Cost | Impact | Benefit | Level | Description | Savings | Cost | Impact | Benefit | Level | Description | Savings | Cost | Impact | Benefit | Level | Description | Savings | Cost | Impact | Benefit | Level | Description | Savings | Cost | Impact | Benefit
NWGF | [5 empty] | NWGF | [5 empty] | NWGF | [5 empty] | NWGF | [5 empty] | NWGF
0 | NWGF 80% |  |  | 100% |  | 0 | NWGF 80% |  |  | 100% |  | 0 | NWGF 80% |  |  | 100% |  | 0 | NWGF 80% |  |  | 100% |  | 0 | NWGF 80% |  |  | 100%
1 | NWGF 90% |  |  |  |  | 1 | NWGF 90% |  |  |  |  | 1 | NWGF 90% |  |  |  |  | 1 | NWGF 90% |  |  |  |  | 1 | NWGF 90%
2 | NWGF 92% | -312.1179 | 38.33% | 49.2% | 12.47% | 2 | NWGF 92% | -360.5042 | 49.16% | 39.77% | 11.06% | 2 | NWGF 92% | 155.5724 | 4.493% | 78.5% | 17% | 2 | NWGF 92% | -564.4084 | 62.82% | 26.92% | 10.26% | 2 | NWGF 92% | 262.695 | 0% | 92.31% | 7.692%
3 | NWGF 95% |  |  |  |  | 3 | NWGF 95% |  |  |  |  | 3 | NWGF 95% |  |  |  |  | 3 | NWGF 95% |  |  |  |  | 3 | NWGF 95%
4 | NWGF 98% |  |  |  |  | 4 | NWGF 98% |  |  |  |  | 4 | NWGF 98% |  |  |  |  | 4 | NWGF 98% |  |  |  |  | 4 | NWGF 98%
Senior Only |  |  |  | SNOPR Scenario Int-19 |  | Senior Only - North |  |  |  | SNOPR Scenario Int-19 |  | Senior Only - Rest of Country |  |  |  | SNOPR Scenario Int-19
|  | LCC | Net | No | Net |  |  | LCC | Net | No | Net |  |  | LCC | Net | No | Net
Level | Description | Savings | Cost | Impact | Benefit | Level | Description | Savings | Cost | Impact | Benefit | Level | Description | Savings | Cost | Impact | Benefit
NWGF | [5 empty] | NWGF | [5 empty] | NWGF
0 | NWGF 80% |  |  | 100% |  | 0 | NWGF 80% |  |  | 100% |  | 0 | NWGF 80% |  |  | 100%
1 | NWGF 90% |  |  |  |  | 1 | NWGF 90% |  |  |  |  | 1 | NWGF 90%
2 | NWGF 92% | -389.4216 | 26.25% | 66.87% | 6.873% | 2 | NWGF 92% | -509.4371 | 15.62% | 80.35% | 4.03% | 2 | NWGF 92% | -331.9909 | 39.03% | 50.68% | 10.29%
3 | NWGF 95% |  |  |  |  | 3 | NWGF 95% |  |  |  |  | 3 | NWGF 95% | 716.4337 | 33.28% | 8.472% | 58.25%
4 | NWGF 98% |  |  |  |  | 4 | NWGF 98% |  |  |  |  | 4 | NWGF 98% | 731.387 | 40.7% | 0.4539% | 58.85%
Low Income Only |  |  |  | SNOPR Scenario Int-19 |  | Low Income Only - North |  |  |  | SNOPR Scenario Int-19 |  | Low Income Only - Rest of Country |  |  |  | SNOPR Scenario Int-19
|  | LCC | Net | No | Net |  |  | LCC | Net | No | Net |  |  | LCC | Net | No | Net
Level | Description | Savings | Cost | Impact | Benefit | Level | Description | Savings | Cost | Impact | Benefit | Level | Description | Savings | Cost | Impact | Benefit
NWGF | [5 empty] | NWGF | [5 empty] | NWGF
0 | NWGF 80% |  |  | 100% |  | 0 | NWGF 80% |  |  | 100% |  | 0 | NWGF 80% |  |  | 100%
1 | NWGF 90% |  |  |  |  | 1 | NWGF 90% |  |  |  |  | 1 | NWGF 90%
2 | NWGF 92% | -663.5 | 31.41% | 62.09% | 6.503% | 2 | NWGF 92% | -1069.7257 | 16.78% | 80.05% | 3.175% | 2 | NWGF 92% | -501.745 | 48.66% | 40.91% | 10.43%
3 | NWGF 95% |  |  |  |  | 3 | NWGF 95% |  |  |  |  | 3 | NWGF 95%
4 | NWGF 98% |  |  |  |  | 4 | NWGF 98% |  |  |  |  | 4 | NWGF 98%

## Scenario Int-20
Simulation Results NATIONAL - 10000 samples |  |  |  | SNOPR Scenario Int-20 |  | Residential - Replacement |  |  |  | SNOPR Scenario Int-20 |  | Residential - New |  |  |  | SNOPR Scenario Int-20 |  | Commercial Replacement - 10000 samples |  |  |  | SNOPR Scenario Int-20 |  | Commercial New - 10000 samples |  |  |  | SNOPR Scenario Int-20 |  | Replacement |  |  |  | SNOPR Scenario Int-20 |  | New |  |  |  | SNOPR Scenario Int-20
|  | LCC | Net | No | Net |  |  | LCC | Net | No | Net |  |  | LCC | Net | No | Net |  |  | LCC | Net | No | Net |  |  | LCC | Net | No | Net |  |  | LCC | Net | No | Net |  |  | LCC | Net | No | Net
Level | Description | Savings | Cost | Impact | Benefit | Level | Description | Savings | Cost | Impact | Benefit | Level | Description | Savings | Cost | Impact | Benefit | Level | Description | Savings | Cost | Impact | Benefit | Level | Description | Savings | Cost | Impact | Benefit | Level | Description | Savings | Cost | Impact | Benefit | Level | Description | Savings | Cost | Impact | Benefit
NWGF | [5 empty] | NWGF | [5 empty] | NWGF | [5 empty] | NWGF | [5 empty] | NWGF | [5 empty] | NWGF | [5 empty] | NWGF
0 | NWGF 80% |  |  | 100% |  | 0 | NWGF 80% |  |  | 100% |  | 0 | NWGF 80% |  |  | 100% |  | 0 | NWGF 80% |  |  | 100% |  | 0 | NWGF 80% |  |  | 100% |  | 0 | NWGF 80% |  |  | 100% |  | 0 | NWGF 80% |  |  | 100%
1 | NWGF 90% |  |  |  |  | 1 | NWGF 90% |  |  |  |  | 1 | NWGF 90% |  |  |  |  | 1 | NWGF 90% |  |  |  |  | 1 | NWGF 90% |  |  |  |  | 1 | NWGF 90% |  |  |  |  | 1 | NWGF 90%
2 | NWGF 92% | -220.86 | 25.63% | 60.85% | 13.52% | 2 | NWGF 92% | -288.7427 | 32.22% | 56.18% | 11.6% | 2 | NWGF 92% | 142.2612 | 6.502% | 74.23% | 19.26% | 2 | NWGF 92% | -598.5313 | 32.23% | 57.82% | 9.953% | 2 | NWGF 92% | 934.696 | 1.389% | 79.17% | 19.44% | 2 | NWGF 92% | -297.195 | 32.22% | 56.23% | 11.55% | 2 | NWGF 92% | 160.4641 | 6.358% | 74.37% | 19.27%
3 | NWGF 95% |  |  |  |  | 3 | NWGF 95% |  |  |  |  | 3 | NWGF 95% |  |  |  |  | 3 | NWGF 95% |  |  |  |  | 3 | NWGF 95% |  |  |  |  | 3 | NWGF 95% |  |  |  |  | 3 | NWGF 95%
4 | NWGF 98% |  |  |  |  | 4 | NWGF 98% |  |  |  |  | 4 | NWGF 98% |  |  |  |  | 4 | NWGF 98% |  |  |  |  | 4 | NWGF 98% |  |  |  |  | 4 | NWGF 98% |  |  |  |  | 4 | NWGF 98%
Simulation Results NORTH |  |  |  | SNOPR Scenario Int-20 |  | Residential - North - Replacement |  |  |  | SNOPR Scenario Int-20 |  | Residential - North - New |  |  |  | SNOPR Scenario Int-20 |  | Commercial - North - Replacement |  |  |  | SNOPR Scenario Int-20 |  | Commercial - North - New |  |  |  | SNOPR Scenario Int-20
|  | LCC | Net | No | Net |  |  | LCC | Net | No | Net |  |  | LCC | Net | No | Net |  |  | LCC | Net | No | Net |  |  | LCC | Net | No | Net
Level | Description | Savings | Cost | Impact | Benefit | Level | Description | Savings | Cost | Impact | Benefit | Level | Description | Savings | Cost | Impact | Benefit | Level | Description | Savings | Cost | Impact | Benefit | Level | Description | Savings | Cost | Impact | Benefit
NWGF | [5 empty] | NWGF | [5 empty] | NWGF | [5 empty] | NWGF | [5 empty] | NWGF
0 | NWGF 80% |  |  | 100% |  | 0 | NWGF 80% |  |  | 100% |  | 0 | NWGF 80% |  |  | 100% |  | 0 | NWGF 80% |  |  | 100% |  | 0 | NWGF 80% |  |  | 100%
1 | NWGF 90% |  |  |  |  | 1 | NWGF 90% |  |  |  |  | 1 | NWGF 90% |  |  |  |  | 1 | NWGF 90% |  |  |  |  | 1 | NWGF 90%
2 | NWGF 92% | -417.9701 | 14.51% | 77.11% | 8.379% | 2 | NWGF 92% | -666.4228 | 16.83% | 79.28% | 3.89% | 2 | NWGF 92% | 56.7359 | 8.277% | 71.22% | 20.51% | 2 | NWGF 92% | -663.9977 | 15.79% | 76.69% | 7.519% | 2 | NWGF 92% | 1038.0808 | 2.174% | 71.74% | 26.09%
3 | NWGF 95% |  |  |  |  | 3 | NWGF 95% |  |  |  |  | 3 | NWGF 95% |  |  |  |  | 3 | NWGF 95% |  |  |  |  | 3 | NWGF 95%
4 | NWGF 98% |  |  |  |  | 4 | NWGF 98% |  |  |  |  | 4 | NWGF 98% |  |  |  |  | 4 | NWGF 98% |  |  |  |  | 4 | NWGF 98%
Simulation Results Rest of Country |  |  |  | SNOPR Scenario Int-20 |  | Residential - Rest of Country - Replacement |  |  |  | SNOPR Scenario Int-20 |  | Residential - Rest of Country - New |  |  |  | SNOPR Scenario Int-20 |  | Commercial - Rest of Country - Repl |  |  |  | SNOPR Scenario Int-20 |  | Commercial - Rest of Country - New |  |  |  | SNOPR Scenario Int-20
|  | LCC | Net | No | Net |  |  | LCC | Net | No | Net |  |  | LCC | Net | No | Net |  |  | LCC | Net | No | Net |  |  | LCC | Net | No | Net
Level | Description | Savings | Cost | Impact | Benefit | Level | Description | Savings | Cost | Impact | Benefit | Level | Description | Savings | Cost | Impact | Benefit | Level | Description | Savings | Cost | Impact | Benefit | Level | Description | Savings | Cost | Impact | Benefit
NWGF | [5 empty] | NWGF | [5 empty] | NWGF | [5 empty] | NWGF | [5 empty] | NWGF
0 | NWGF 80% |  |  | 100% |  | 0 | NWGF 80% |  |  | 100% |  | 0 | NWGF 80% |  |  | 100% |  | 0 | NWGF 80% |  |  | 100% |  | 0 | NWGF 80% |  |  | 100%
1 | NWGF 90% |  |  |  |  | 1 | NWGF 90% |  |  |  |  | 1 | NWGF 90% |  |  |  |  | 1 | NWGF 90% |  |  |  |  | 1 | NWGF 90%
2 | NWGF 92% | -132.372 | 38.16% | 42.52% | 19.32% | 2 | NWGF 92% | -165.0091 | 49.02% | 30.96% | 20.02% | 2 | NWGF 92% | 273.2641 | 4.405% | 77.8% | 17.8% | 2 | NWGF 92% | -563.5407 | 60.26% | 25.64% | 14.1% | 2 | NWGF 92% | 262.695 | 0% | 92.31% | 7.692%
3 | NWGF 95% |  |  |  |  | 3 | NWGF 95% |  |  |  |  | 3 | NWGF 95% |  |  |  |  | 3 | NWGF 95% |  |  |  |  | 3 | NWGF 95%
4 | NWGF 98% |  |  |  |  | 4 | NWGF 98% |  |  |  |  | 4 | NWGF 98% |  |  |  |  | 4 | NWGF 98% |  |  |  |  | 4 | NWGF 98%
Senior Only |  |  |  | SNOPR Scenario Int-20 |  | Senior Only - North |  |  |  | SNOPR Scenario Int-20 |  | Senior Only - Rest of Country |  |  |  | SNOPR Scenario Int-20
|  | LCC | Net | No | Net |  |  | LCC | Net | No | Net |  |  | LCC | Net | No | Net
Level | Description | Savings | Cost | Impact | Benefit | Level | Description | Savings | Cost | Impact | Benefit | Level | Description | Savings | Cost | Impact | Benefit
NWGF | [5 empty] | NWGF | [5 empty] | NWGF
0 | NWGF 80% |  |  | 100% |  | 0 | NWGF 80% |  |  | 100% |  | 0 | NWGF 80% |  |  | 100%
1 | NWGF 90% |  |  |  |  | 1 | NWGF 90% |  |  |  |  | 1 | NWGF 90%
2 | NWGF 92% | -211.9299 | 24.4% | 65.36% | 10.24% | 2 | NWGF 92% | -356.2635 | 12.22% | 81.86% | 5.919% | 2 | NWGF 92% | -154.1964 | 39.03% | 45.54% | 15.43%
3 | NWGF 95% |  |  |  |  | 3 | NWGF 95% |  |  |  |  | 3 | NWGF 95%
4 | NWGF 98% |  |  |  |  | 4 | NWGF 98% |  |  |  |  | 4 | NWGF 98%
Low Income Only |  |  |  | SNOPR Scenario Int-20 |  | Low Income Only - North |  |  |  | SNOPR Scenario Int-20 |  | Low Income Only - Rest of Country |  |  |  | SNOPR Scenario Int-20
|  | LCC | Net | No | Net |  |  | LCC | Net | No | Net |  |  | LCC | Net | No | Net
Level | Description | Savings | Cost | Impact | Benefit | Level | Description | Savings | Cost | Impact | Benefit | Level | Description | Savings | Cost | Impact | Benefit
NWGF | [5 empty] | NWGF | [5 empty] | NWGF
0 | NWGF 80% |  |  | 100% |  | 0 | NWGF 80% |  |  | 100% |  | 0 | NWGF 80% |  |  | 100%
1 | NWGF 90% |  |  |  |  | 1 | NWGF 90% |  |  |  |  | 1 | NWGF 90%
2 | NWGF 92% | -605.6563 | 32.27% | 57.55% | 10.18% | 2 | NWGF 92% | -1346.6332 | 16.55% | 80.95% | 2.494% | 2 | NWGF 92% | -368.0911 | 50.8% | 29.95% | 19.25%
3 | NWGF 95% |  |  |  |  | 3 | NWGF 95% |  |  |  |  | 3 | NWGF 95%
4 | NWGF 98% |  |  |  |  | 4 | NWGF 98% |  |  |  |  | 4 | NWGF 98%

## Scenario Int-19.55
Simulation Results NATIONAL - 10000 samples |  |  |  | DOE SNOPR (Scenario 0.55) |  | Residential - Replacement |  |  |  | DOE SNOPR (Scenario 0.55) |  | Residential - New |  |  |  | DOE SNOPR (Scenario 0.55) |  | Commercial Replacement - 10000 samples |  |  |  | DOE SNOPR (Scenario 0.55) |  | Commercial New - 10000 samples |  |  |  | DOE SNOPR (Scenario 0.55) |  | Replacement |  |  |  | DOE SNOPR (Scenario 0.55) |  | New |  |  |  | DOE SNOPR (Scenario 0.55)
|  | LCC | Net | No | Net |  |  | LCC | Net | No | Net |  |  | LCC | Net | No | Net |  |  | LCC | Net | No | Net |  |  | LCC | Net | No | Net |  |  | LCC | Net | No | Net |  |  | LCC | Net | No | Net
Level | Description | Savings | Cost | Impact | Benefit | Level | Description | Savings | Cost | Impact | Benefit | Level | Description | Savings | Cost | Impact | Benefit | Level | Description | Savings | Cost | Impact | Benefit | Level | Description | Savings | Cost | Impact | Benefit | Level | Description | Savings | Cost | Impact | Benefit | Level | Description | Savings | Cost | Impact | Benefit
NWGF | [5 empty] | NWGF | [5 empty] | NWGF | [5 empty] | NWGF | [5 empty] | NWGF | [5 empty] | NWGF | [5 empty] | NWGF
0 | NWGF 80% |  |  | 100% |  | 0 | NWGF 80% |  |  | 100% |  | 0 | NWGF 80% |  |  | 100% |  | 0 | NWGF 80% |  |  | 100% |  | 0 | NWGF 80% |  |  | 100% |  | 0 | NWGF 80% |  |  | 100% |  | 0 | NWGF 80% |  |  | 100%
1 | NWGF 90% |  |  |  |  | 1 | NWGF 90% |  |  |  |  | 1 | NWGF 90% |  |  |  |  | 1 | NWGF 90% |  |  |  |  | 1 | NWGF 90% |  |  |  |  | 1 | NWGF 90% |  |  |  |  | 1 | NWGF 90%
2 | NWGF 92% | -364.2157 | 19.76% | 73.41% | 6.83% | 2 | NWGF 92% | -410.493 | 24.21% | 71.56% | 4.226% | 2 | NWGF 92% | 56.9686 | 6.866% | 79.12% | 14.01% | 2 | NWGF 92% | -319.2137 | 22.75% | 70.62% | 6.635% | 2 | NWGF 92% | 984.8753 | 1.389% | 79.17% | 19.44% | 2 | NWGF 92% | -408.0329 | 24.17% | 71.54% | 4.294% | 2 | NWGF 92% | 81.6033 | 6.711% | 79.12% | 14.17%
3 | NWGF 95% |  |  |  |  | 3 | NWGF 95% |  |  |  |  | 3 | NWGF 95% |  |  |  |  | 3 | NWGF 95% |  |  |  |  | 3 | NWGF 95% |  |  |  |  | 3 | NWGF 95% |  |  |  |  | 3 | NWGF 95%
4 | NWGF 98% |  |  |  |  | 4 | NWGF 98% |  |  |  |  | 4 | NWGF 98% |  |  |  |  | 4 | NWGF 98% |  |  |  |  | 4 | NWGF 98% |  |  |  |  | 4 | NWGF 98% |  |  |  |  | 4 | NWGF 98%
Simulation Results NORTH |  |  |  | DOE SNOPR (Scenario 0.55) |  | Residential - North - Replacement |  |  |  | DOE SNOPR (Scenario 0.55) |  | Residential - North - New |  |  |  | DOE SNOPR (Scenario 0.55) |  | Commercial - North - Replacement |  |  |  | DOE SNOPR (Scenario 0.55) |  | Commercial - North - New |  |  |  | DOE SNOPR (Scenario 0.55)
|  | LCC | Net | No | Net |  |  | LCC | Net | No | Net |  |  | LCC | Net | No | Net |  |  | LCC | Net | No | Net |  |  | LCC | Net | No | Net
Level | Description | Savings | Cost | Impact | Benefit | Level | Description | Savings | Cost | Impact | Benefit | Level | Description | Savings | Cost | Impact | Benefit | Level | Description | Savings | Cost | Impact | Benefit | Level | Description | Savings | Cost | Impact | Benefit
NWGF | [5 empty] | NWGF | [5 empty] | NWGF | [5 empty] | NWGF | [5 empty] | NWGF
0 | NWGF 80% |  |  | 100% |  | 0 | NWGF 80% |  |  | 100% |  | 0 | NWGF 80% |  |  | 100% |  | 0 | NWGF 80% |  |  | 100% |  | 0 | NWGF 80% |  |  | 100%
1 | NWGF 90% |  |  |  |  | 1 | NWGF 90% |  |  |  |  | 1 | NWGF 90% |  |  |  |  | 1 | NWGF 90% |  |  |  |  | 1 | NWGF 90%
2 | NWGF 92% | -489.8383 | 16.32% | 77.62% | 6.058% | 2 | NWGF 92% | -723.0416 | 18.87% | 78.99% | 2.143% | 2 | NWGF 92% | 1.4395 | 10.29% | 73.3% | 16.41% | 2 | NWGF 92% | -308.7086 | 9.023% | 86.47% | 4.511% | 2 | NWGF 92% | 1020.5207 | 2.174% | 69.57% | 28.26%
3 | NWGF 95% |  |  |  |  | 3 | NWGF 95% |  |  |  |  | 3 | NWGF 95% |  |  |  |  | 3 | NWGF 95% |  |  |  |  | 3 | NWGF 95%
4 | NWGF 98% |  |  |  |  | 4 | NWGF 98% |  |  |  |  | 4 | NWGF 98% |  |  |  |  | 4 | NWGF 98% |  |  |  |  | 4 | NWGF 98%
Simulation Results Rest of Country |  |  |  | DOE SNOPR (Scenario 0.55) |  | Residential - Rest of Country - Replacement |  |  |  | DOE SNOPR (Scenario 0.55) |  | Residential - Rest of Country - New |  |  |  | DOE SNOPR (Scenario 0.55) |  | Commercial - Rest of Country - Repl |  |  |  | DOE SNOPR (Scenario 0.55) |  | Commercial - Rest of Country - New |  |  |  | DOE SNOPR (Scenario 0.55)
|  | LCC | Net | No | Net |  |  | LCC | Net | No | Net |  |  | LCC | Net | No | Net |  |  | LCC | Net | No | Net |  |  | LCC | Net | No | Net
Level | Description | Savings | Cost | Impact | Benefit | Level | Description | Savings | Cost | Impact | Benefit | Level | Description | Savings | Cost | Impact | Benefit | Level | Description | Savings | Cost | Impact | Benefit | Level | Description | Savings | Cost | Impact | Benefit
NWGF | [5 empty] | NWGF | [5 empty] | NWGF | [5 empty] | NWGF | [5 empty] | NWGF
0 | NWGF 80% |  |  | 100% |  | 0 | NWGF 80% |  |  | 100% |  | 0 | NWGF 80% |  |  | 100% |  | 0 | NWGF 80% |  |  | 100% |  | 0 | NWGF 80% |  |  | 100%
1 | NWGF 90% |  |  |  |  | 1 | NWGF 90% |  |  |  |  | 1 | NWGF 90% |  |  |  |  | 1 | NWGF 90% |  |  |  |  | 1 | NWGF 90%
2 | NWGF 92% | -263.0694 | 23.63% | 68.67% | 7.7% | 2 | NWGF 92% | -251.6855 | 30.04% | 63.46% | 6.499% | 2 | NWGF 92% | 163.0321 | 2.819% | 85.99% | 11.19% | 2 | NWGF 92% | -324.0096 | 46.15% | 43.59% | 10.26% | 2 | NWGF 92% | 485.84 | 0% | 96.15% | 3.846%
3 | NWGF 95% |  |  |  |  | 3 | NWGF 95% |  |  |  |  | 3 | NWGF 95% |  |  |  |  | 3 | NWGF 95% |  |  |  |  | 3 | NWGF 95%
4 | NWGF 98% |  |  |  |  | 4 | NWGF 98% |  |  |  |  | 4 | NWGF 98% |  |  |  |  | 4 | NWGF 98% |  |  |  |  | 4 | NWGF 98%
Senior Only |  |  |  | DOE SNOPR (Scenario 0.55) |  | Senior Only - North |  |  |  | DOE SNOPR (Scenario 0.55) |  | Senior Only - Rest of Country |  |  |  | DOE SNOPR (Scenario 0.55)
|  | LCC | Net | No | Net |  |  | LCC | Net | No | Net |  |  | LCC | Net | No | Net
Level | Description | Savings | Cost | Impact | Benefit | Level | Description | Savings | Cost | Impact | Benefit | Level | Description | Savings | Cost | Impact | Benefit
NWGF | [5 empty] | NWGF | [5 empty] | NWGF
0 | NWGF 80% |  |  | 100% |  | 0 | NWGF 80% |  |  | 100% |  | 0 | NWGF 80% |  |  | 100%
1 | NWGF 90% |  |  |  |  | 1 | NWGF 90% |  |  |  |  | 1 | NWGF 90%
2 | NWGF 92% | -367.7196 | 19.24% | 75.88% | 4.88% | 2 | NWGF 92% | -541.7312 | 14.36% | 82.12% | 3.526% | 2 | NWGF 92% | -264.8626 | 25.11% | 68.38% | 6.505%
3 | NWGF 95% |  |  |  |  | 3 | NWGF 95% |  |  |  |  | 3 | NWGF 95%
4 | NWGF 98% |  |  |  |  | 4 | NWGF 98% |  |  |  |  | 4 | NWGF 98%
Low Income Only |  |  |  | DOE SNOPR (Scenario 0.55) |  | Low Income Only - North |  |  |  | DOE SNOPR (Scenario 0.55) |  | Low Income Only - Rest of Country |  |  |  | DOE SNOPR (Scenario 0.55)
|  | LCC | Net | No | Net |  |  | LCC | Net | No | Net |  |  | LCC | Net | No | Net
Level | Description | Savings | Cost | Impact | Benefit | Level | Description | Savings | Cost | Impact | Benefit | Level | Description | Savings | Cost | Impact | Benefit
NWGF | [5 empty] | NWGF | [5 empty] | NWGF
0 | NWGF 80% |  |  | 100% |  | 0 | NWGF 80% |  |  | 100% |  | 0 | NWGF 80% |  |  | 100%
1 | NWGF 90% |  |  |  |  | 1 | NWGF 90% |  |  |  |  | 1 | NWGF 90%
2 | NWGF 92% | -563.0808 | 22.45% | 72.88% | 4.663% | 2 | NWGF 92% | -972.4725 | 15.65% | 81.18% | 3.175% | 2 | NWGF 92% | -361.9761 | 30.48% | 63.1% | 6.417%
3 | NWGF 95% |  |  |  |  | 3 | NWGF 95% |  |  |  |  | 3 | NWGF 95%
4 | NWGF 98% |  |  |  |  | 4 | NWGF 98% |  |  |  |  | 4 | NWGF 98%

## Scenario Int-20.55
Simulation Results NATIONAL - 10000 samples |  |  |  | SNOPR Scenario Int-20.55 |  | Residential - Replacement |  |  |  | SNOPR Scenario Int-20.55 |  | Residential - New |  |  |  | SNOPR Scenario Int-20.55 |  | Commercial Replacement - 10000 samples |  |  |  | SNOPR Scenario Int-20.55 |  | Commercial New - 10000 samples |  |  |  | SNOPR Scenario Int-20.55 |  | Replacement |  |  |  | SNOPR Scenario Int-20.55 |  | New |  |  |  | SNOPR Scenario Int-20.55
|  | LCC | Net | No | Net |  |  | LCC | Net | No | Net |  |  | LCC | Net | No | Net |  |  | LCC | Net | No | Net |  |  | LCC | Net | No | Net |  |  | LCC | Net | No | Net |  |  | LCC | Net | No | Net
Level | Description | Savings | Cost | Impact | Benefit | Level | Description | Savings | Cost | Impact | Benefit | Level | Description | Savings | Cost | Impact | Benefit | Level | Description | Savings | Cost | Impact | Benefit | Level | Description | Savings | Cost | Impact | Benefit | Level | Description | Savings | Cost | Impact | Benefit | Level | Description | Savings | Cost | Impact | Benefit
NWGF | [5 empty] | NWGF | [5 empty] | NWGF | [5 empty] | NWGF | [5 empty] | NWGF | [5 empty] | NWGF | [5 empty] | NWGF
0 | NWGF 80% |  |  | 100% |  | 0 | NWGF 80% |  |  | 100% |  | 0 | NWGF 80% |  |  | 100% |  | 0 | NWGF 80% |  |  | 100% |  | 0 | NWGF 80% |  |  | 100% |  | 0 | NWGF 80% |  |  | 100% |  | 0 | NWGF 80% |  |  | 100%
1 | NWGF 90% |  |  |  |  | 1 | NWGF 90% |  |  |  |  | 1 | NWGF 90% |  |  |  |  | 1 | NWGF 90% |  |  |  |  | 1 | NWGF 90% |  |  |  |  | 1 | NWGF 90% |  |  |  |  | 1 | NWGF 90%
2 | NWGF 92% | -380.6383 | 21.2% | 71.92% | 6.88% | 2 | NWGF 92% | -416.2454 | 25.87% | 69.96% | 4.171% | 2 | NWGF 92% | 32.6654 | 7.553% | 78.27% | 14.18% | 2 | NWGF 92% | -430.854 | 23.7% | 66.35% | 9.953% | 2 | NWGF 92% | 998.635 | 1.389% | 80.56% | 18.06% | 2 | NWGF 92% | -416.6599 | 25.81% | 69.86% | 4.334% | 2 | NWGF 92% | 55.6257 | 7.378% | 78.34% | 14.29%
3 | NWGF 95% |  |  |  |  | 3 | NWGF 95% |  |  |  |  | 3 | NWGF 95% |  |  |  |  | 3 | NWGF 95% |  |  |  |  | 3 | NWGF 95% |  |  |  |  | 3 | NWGF 95% |  |  |  |  | 3 | NWGF 95%
4 | NWGF 98% |  |  |  |  | 4 | NWGF 98% |  |  |  |  | 4 | NWGF 98% |  |  |  |  | 4 | NWGF 98% |  |  |  |  | 4 | NWGF 98% |  |  |  |  | 4 | NWGF 98% |  |  |  |  | 4 | NWGF 98%
Simulation Results NORTH |  |  |  | SNOPR Scenario Int-20.55 |  | Residential - North - Replacement |  |  |  | SNOPR Scenario Int-20.55 |  | Residential - North - New |  |  |  | SNOPR Scenario Int-20.55 |  | Commercial - North - Replacement |  |  |  | SNOPR Scenario Int-20.55 |  | Commercial - North - New |  |  |  | SNOPR Scenario Int-20.55
|  | LCC | Net | No | Net |  |  | LCC | Net | No | Net |  |  | LCC | Net | No | Net |  |  | LCC | Net | No | Net |  |  | LCC | Net | No | Net
Level | Description | Savings | Cost | Impact | Benefit | Level | Description | Savings | Cost | Impact | Benefit | Level | Description | Savings | Cost | Impact | Benefit | Level | Description | Savings | Cost | Impact | Benefit | Level | Description | Savings | Cost | Impact | Benefit
NWGF | [5 empty] | NWGF | [5 empty] | NWGF | [5 empty] | NWGF | [5 empty] | NWGF
0 | NWGF 80% |  |  | 100% |  | 0 | NWGF 80% |  |  | 100% |  | 0 | NWGF 80% |  |  | 100% |  | 0 | NWGF 80% |  |  | 100% |  | 0 | NWGF 80% |  |  | 100%
1 | NWGF 90% |  |  |  |  | 1 | NWGF 90% |  |  |  |  | 1 | NWGF 90% |  |  |  |  | 1 | NWGF 90% |  |  |  |  | 1 | NWGF 90%
2 | NWGF 92% | -516.6059 | 15.57% | 78.64% | 5.794% | 2 | NWGF 92% | -770.3259 | 17.15% | 81.16% | 1.694% | 2 | NWGF 92% | -34.4547 | 11.48% | 72.11% | 16.41% | 2 | NWGF 92% | -600.881 | 12.78% | 79.7% | 7.519% | 2 | NWGF 92% | 1038.0808 | 2.174% | 71.74% | 26.09%
3 | NWGF 95% |  |  |  |  | 3 | NWGF 95% |  |  |  |  | 3 | NWGF 95% |  |  |  |  | 3 | NWGF 95% |  |  |  |  | 3 | NWGF 95%
4 | NWGF 98% |  |  |  |  | 4 | NWGF 98% |  |  |  |  | 4 | NWGF 98% |  |  |  |  | 4 | NWGF 98% |  |  |  |  | 4 | NWGF 98%
Simulation Results Rest of Country |  |  |  | SNOPR Scenario Int-20.55 |  | Residential - Rest of Country - Replacement |  |  |  | SNOPR Scenario Int-20.55 |  | Residential - Rest of Country - New |  |  |  | SNOPR Scenario Int-20.55 |  | Commercial - Rest of Country - Repl |  |  |  | SNOPR Scenario Int-20.55 |  | Commercial - Rest of Country - New |  |  |  | SNOPR Scenario Int-20.55
|  | LCC | Net | No | Net |  |  | LCC | Net | No | Net |  |  | LCC | Net | No | Net |  |  | LCC | Net | No | Net |  |  | LCC | Net | No | Net
Level | Description | Savings | Cost | Impact | Benefit | Level | Description | Savings | Cost | Impact | Benefit | Level | Description | Savings | Cost | Impact | Benefit | Level | Description | Savings | Cost | Impact | Benefit | Level | Description | Savings | Cost | Impact | Benefit
NWGF | [5 empty] | NWGF | [5 empty] | NWGF | [5 empty] | NWGF | [5 empty] | NWGF
0 | NWGF 80% |  |  | 100% |  | 0 | NWGF 80% |  |  | 100% |  | 0 | NWGF 80% |  |  | 100% |  | 0 | NWGF 80% |  |  | 100% |  | 0 | NWGF 80% |  |  | 100%
1 | NWGF 90% |  |  |  |  | 1 | NWGF 90% |  |  |  |  | 1 | NWGF 90% |  |  |  |  | 1 | NWGF 90% |  |  |  |  | 1 | NWGF 90%
2 | NWGF 92% | -288.8034 | 27.55% | 64.35% | 8.105% | 2 | NWGF 92% | -273.7236 | 35.38% | 57.74% | 6.875% | 2 | NWGF 92% | 161.4543 | 2.907% | 85.55% | 11.54% | 2 | NWGF 92% | -323.663 | 42.31% | 43.59% | 14.1% | 2 | NWGF 92% | 485.84 | 0% | 96.15% | 3.846%
3 | NWGF 95% |  |  |  |  | 3 | NWGF 95% |  |  |  |  | 3 | NWGF 95% |  |  |  |  | 3 | NWGF 95% |  |  |  |  | 3 | NWGF 95%
4 | NWGF 98% |  |  |  |  | 4 | NWGF 98% |  |  |  |  | 4 | NWGF 98% |  |  |  |  | 4 | NWGF 98% |  |  |  |  | 4 | NWGF 98%
Senior Only |  |  |  | SNOPR Scenario Int-20.55 |  | Senior Only - North |  |  |  | SNOPR Scenario Int-20.55 |  | Senior Only - Rest of Country |  |  |  | SNOPR Scenario Int-20.55
|  | LCC | Net | No | Net |  |  | LCC | Net | No | Net |  |  | LCC | Net | No | Net
Level | Description | Savings | Cost | Impact | Benefit | Level | Description | Savings | Cost | Impact | Benefit | Level | Description | Savings | Cost | Impact | Benefit
NWGF | [5 empty] | NWGF | [5 empty] | NWGF
0 | NWGF 80% |  |  | 100% |  | 0 | NWGF 80% |  |  | 100% |  | 0 | NWGF 80% |  |  | 100%
1 | NWGF 90% |  |  |  |  | 1 | NWGF 90% |  |  |  |  | 1 | NWGF 90%
2 | NWGF 92% | -378.1848 | 19.86% | 75.81% | 4.33% | 2 | NWGF 92% | -470.2749 | 12.72% | 84.38% | 2.897% | 2 | NWGF 92% | -334.1861 | 28.44% | 65.51% | 6.051%
3 | NWGF 95% |  |  |  |  | 3 | NWGF 95% |  |  |  |  | 3 | NWGF 95%
4 | NWGF 98% |  |  |  |  | 4 | NWGF 98% |  |  |  |  | 4 | NWGF 98%
Low Income Only |  |  |  | SNOPR Scenario Int-20.55 |  | Low Income Only - North |  |  |  | SNOPR Scenario Int-20.55 |  | Low Income Only - Rest of Country |  |  |  | SNOPR Scenario Int-20.55
|  | LCC | Net | No | Net |  |  | LCC | Net | No | Net |  |  | LCC | Net | No | Net
Level | Description | Savings | Cost | Impact | Benefit | Level | Description | Savings | Cost | Impact | Benefit | Level | Description | Savings | Cost | Impact | Benefit
NWGF | [5 empty] | NWGF | [5 empty] | NWGF
0 | NWGF 80% |  |  | 100% |  | 0 | NWGF 80% |  |  | 100% |  | 0 | NWGF 80% |  |  | 100%
1 | NWGF 90% |  |  |  |  | 1 | NWGF 90% |  |  |  |  | 1 | NWGF 90%
2 | NWGF 92% | -620.6058 | 25.15% | 70.31% | 4.54% | 2 | NWGF 92% | -1205.5336 | 14.74% | 83.22% | 2.041% | 2 | NWGF 92% | -405.8497 | 37.43% | 55.08% | 7.487%
3 | NWGF 95% |  |  |  |  | 3 | NWGF 95% |  |  |  |  | 3 | NWGF 95%
4 | NWGF 98% |  |  |  |  | 4 | NWGF 98% |  |  |  |  | 4 | NWGF 98%

## Scenario MHGF 0
Simulation Results NATIONAL - 10000 samples |  |  |  | SNOPR MHGF Scenario 0 |  | Residential - Replacement |  |  |  | SNOPR MHGF Scenario 0 |  | Residential - New |  |  |  | SNOPR MHGF Scenario 0 |  | Replacement |  |  |  | SNOPR MHGF Scenario 0 |  | New |  |  |  | SNOPR MHGF Scenario 0
|  | LCC | Net | No | Net |  |  | LCC | Net | No | Net |  |  | LCC | Net | No | Net |  |  | LCC | Net | No | Net |  |  | LCC | Net | No | Net
Level | Description | Savings | Cost | Impact | Benefit | Level | Description | Savings | Cost | Impact | Benefit | Level | Description | Savings | Cost | Impact | Benefit | Level | Description | Savings | Cost | Impact | Benefit | Level | Description | Savings | Cost | Impact | Benefit
MHGF | [5 empty] | MHGF | [5 empty] | MHGF | [5 empty] | MHGF | [5 empty] | MHGF
0 | MHGF 80% |  |  | 100% |  | 0 | MHGF 80% |  |  | 100% |  | 0 | MHGF 80% |  |  | 100% |  | 0 | MHGF 80% |  |  | 100% |  | 0 | MHGF 80% |  |  | 100%
1 | MHGF 92% | 1048.7162 | 8.17% | 28.65% | 63.18% | 1 | MHGF 92% | 765.7005 | 16.27% | 28.42% | 55.31% | 1 | MHGF 92% | 1328.3413 | 0.218% | 28.87% | 70.91% | 1 | MHGF 92% | 765.7005 | 16.27% | 28.42% | 55.31% | 1 | MHGF 92% | 1328.3413 | 0.218% | 28.87% | 70.91%
2 | MHGF 95% | 1020.0324 | 13.79% | 15.22% | 70.99% | 2 | MHGF 95% | 687.9083 | 16.27% | 28.42% | 55.31% | 2 | MHGF 95% | 1052.1776 | 0.218% | 28.87% | 70.91% | 2 | MHGF 95% | 687.9083 | 16.27% | 28.42% | 55.31% | 2 | MHGF 95% | 1052.1776 | 0.218% | 28.87% | 70.91%
3 | MHGF 96% | 864.3469 | 25.2% | 0.2% | 74.6% | 3 | MHGF 96% | 549.5191 | 16.27% | 28.42% | 55.31% | 3 | MHGF 96% | 946.1038 | 0.218% | 28.87% | 70.91% | 3 | MHGF 96% | 549.5191 | 16.27% | 28.42% | 55.31% | 3 | MHGF 96% | 946.1038 | 0.218% | 28.87% | 70.91%
Simulation Results NORTH |  |  |  | SNOPR MHGF Scenario 0 |  | Residential - North - Replacement |  |  |  | SNOPR MHGF Scenario 0 |  | Residential - North - New |  |  |  | SNOPR MHGF Scenario 0
|  | LCC | Net | No | Net |  |  | LCC | Net | No | Net |  |  | LCC | Net | No | Net
Level | Description | Savings | Cost | Impact | Benefit | Level | Description | Savings | Cost | Impact | Benefit | Level | Description | Savings | Cost | Impact | Benefit
MHGF | [5 empty] | MHGF | [5 empty] | MHGF
0 | MHGF 80% |  |  | 100% |  | 0 | MHGF 80% |  |  | 100% |  | 0 | MHGF 80% |  |  | 100%
1 | MHGF 92% | 1326.2045 | 3.892% | 38.15% | 57.95% | 1 | MHGF 92% | 988.5868 | 7.76% | 37.2% | 55.04% | 1 | MHGF 92% | 1670.6177 | 0.06452% | 39.1% | 60.84%
2 | MHGF 95% | 1275.4507 | 8.108% | 23.17% | 68.72% | 2 | MHGF 95% | 894.7454 | 7.76% | 37.2% | 55.04% | 2 | MHGF 95% | 1208.4775 | 0.06452% | 39.1% | 60.84%
3 | MHGF 96% | 997.7743 | 23.01% | 0.3243% | 76.67% | 3 | MHGF 96% | 623.4506 | 7.76% | 37.2% | 55.04% | 3 | MHGF 96% | 1019.7628 | 0.06452% | 39.1% | 60.84%
Simulation Results Rest of Country |  |  |  | SNOPR MHGF Scenario 0 |  | Residential - Rest of Country - Replacement |  |  |  | SNOPR MHGF Scenario 0 |  | Residential - Rest of Country - New |  |  |  | SNOPR MHGF Scenario 0
|  | LCC | Net | No | Net |  |  | LCC | Net | No | Net |  |  | LCC | Net | No | Net
Level | Description | Savings | Cost | Impact | Benefit | Level | Description | Savings | Cost | Impact | Benefit | Level | Description | Savings | Cost | Impact | Benefit
MHGF | [5 empty] | MHGF | [5 empty] | MHGF
0 | MHGF 80% |  |  | 100% |  | 0 | MHGF 80% |  |  | 100% |  | 0 | MHGF 80% |  |  | 100%
1 | MHGF 92% | 730.035 | 15.05% | 13.36% | 71.59% | 1 | MHGF 92% | 500.7135 | 30.1% | 14.15% | 55.75% | 1 | MHGF 92% | 948.4366 | 0.4625% | 12.59% | 86.95%
2 | MHGF 95% | 696.457 | 22.93% | 2.426% | 74.64% | 2 | MHGF 95% | 445.935 | 30.1% | 14.15% | 55.75% | 2 | MHGF 95% | 839.8181 | 0.4625% | 12.59% | 86.95%
3 | MHGF 96% | 650.3688 | 28.72% | 0% | 71.28% | 3 | MHGF 96% | 429.8653 | 30.1% | 14.15% | 55.75% | 3 | MHGF 96% | 829.0291 | 0.4625% | 12.59% | 86.95%
Senior Only |  |  |  | SNOPR MHGF Scenario 0 |  | Senior Only - North |  |  |  | SNOPR MHGF Scenario 0 |  | Senior Only - Rest of Country |  |  |  | SNOPR MHGF Scenario 0
|  | LCC | Net | No | Net |  |  | LCC | Net | No | Net |  |  | LCC | Net | No | Net
Level | Description | Savings | Cost | Impact | Benefit | Level | Description | Savings | Cost | Impact | Benefit | Level | Description | Savings | Cost | Impact | Benefit
MHGF | [5 empty] | MHGF | [5 empty] | MHGF
0 | MHGF 80% |  |  | 100% |  | 0 | MHGF 80% |  |  | 100% |  | 0 | MHGF 80% |  |  | 100%
1 | MHGF 92% | 641.5699 | 14.83% | 27.44% | 57.73% | 1 | MHGF 92% | 1064.2021 | 4.451% | 36.84% | 58.71% | 1 | MHGF 92% | 175.6265 | 30.56% | 13.2% | 56.24%
2 | MHGF 95% | 551.7761 | 14.83% | 27.44% | 57.73% | 2 | MHGF 95% | 891.7372 | 4.451% | 36.84% | 58.71% | 2 | MHGF 95% | 155.5696 | 30.56% | 13.2% | 56.24%
3 | MHGF 96% | 466.5963 | 14.83% | 27.44% | 57.73% | 3 | MHGF 96% | 674.7365 | 4.451% | 36.84% | 58.71% | 3 | MHGF 96% | 152.4448 | 30.56% | 13.2% | 56.24%
Low Income Only |  |  |  | SNOPR MHGF Scenario 0 |  | Low Income Only - North |  |  |  | SNOPR MHGF Scenario 0 |  | Low Income Only - Rest of Country |  |  |  | SNOPR MHGF Scenario 0
|  | LCC | Net | No | Net |  |  | LCC | Net | No | Net |  |  | LCC | Net | No | Net
Level | Description | Savings | Cost | Impact | Benefit | Level | Description | Savings | Cost | Impact | Benefit | Level | Description | Savings | Cost | Impact | Benefit
MHGF | [5 empty] | MHGF | [5 empty] | MHGF
0 | MHGF 80% |  |  | 100% |  | 0 | MHGF 80% |  |  | 100% |  | 0 | MHGF 80% |  |  | 100%
1 | MHGF 92% | 770.8503 | 10.23% | 24.48% | 65.29% | 1 | MHGF 92% | 1283.9243 | 7.8% | 41.91% | 50.29% | 1 | MHGF 92% | 489.8141 | 12.3% | 9.623% | 78.08%
2 | MHGF 95% | 691.8516 | 10.23% | 24.48% | 65.29% | 2 | MHGF 95% | 1104.6176 | 7.8% | 41.91% | 50.29% | 2 | MHGF 95% | 450.2731 | 12.3% | 9.623% | 78.08%
3 | MHGF 96% | 583.4133 | 10.23% | 24.48% | 65.29% | 3 | MHGF 96% | 749.3312 | 7.8% | 41.91% | 50.29% | 3 | MHGF 96% | 442.6792 | 12.3% | 9.623% | 78.08%

## Scenario MHGF 1
Note: This sheet is D14, I6, I13, I17, F1
| Simulation Results NATIONAL - 10000 samples |  |  |  | MHGF Increment 5 |  | Residential - Replacement |  |  |  | MHGF Increment 5 |  | Residential - New |  |  |  | MHGF Increment 5 |  | Replacement |  |  |  | MHGF Increment 5 |  | New |  |  |  | MHGF Increment 5
|  |  | LCC | Net | No | Net |  |  | LCC | Net | No | Net |  |  | LCC | Net | No | Net |  |  | LCC | Net | No | Net |  |  | LCC | Net | No | Net
| Level | Description | Savings | Cost | Impact | Benefit | Level | Description | Savings | Cost | Impact | Benefit | Level | Description | Savings | Cost | Impact | Benefit | Level | Description | Savings | Cost | Impact | Benefit | Level | Description | Savings | Cost | Impact | Benefit
| MHGF | [5 empty] | MHGF | [5 empty] | MHGF | [5 empty] | MHGF | [5 empty] | MHGF
| 0 | MHGF 80% |  |  | 100% |  | 0 | MHGF 80% |  |  | 100% |  | 0 | MHGF 80% |  |  | 100% |  | 0 | MHGF 80% |  |  | 100% |  | 0 | MHGF 80% |  |  | 100%
| 1 | MHGF 92% | 465.3981 | 9.76% | 65.48% | 24.76% | 1 | MHGF 92% | 359.8278 | 19.56% | 40.57% | 39.87% | 1 | MHGF 92% | 1077.2068 | 0.1387% | 89.93% | 9.929% | 1 | MHGF 92% | 359.8278 | 19.56% | 40.57% | 39.87% | 1 | MHGF 92% | 1077.2068 | 0.1387% | 89.93% | 9.929%
| 2 | MHGF 95% | 988.6052 | 12.87% | 20.38% | 66.75% | 2 | MHGF 95% | 358.7965 | 19.82% | 35.45% | 44.73% | 2 | MHGF 95% | 1329.3788 | 0.2378% | 14.21% | 85.55% | 2 | MHGF 95% | 358.7965 | 19.82% | 35.45% | 44.73% | 2 | MHGF 95% | 1329.3788 | 0.2378% | 14.21% | 85.55%
| 3 | MHGF 96% | 1060.6099 | 17.91% | 6.07% | 76.02% | 3 | MHGF 96% | 437.5243 | 20.77% | 24.2% | 55.03% | 3 | MHGF 96% | 1442.0129 | 0.2378% | 4.162% | 95.6% | 3 | MHGF 96% | 437.5243 | 20.77% | 24.2% | 55.03% | 3 | MHGF 96% | 1442.0129 | 0.2378% | 4.162% | 95.6%
| Simulation Results NORTH |  |  |  | MHGF Increment 5 |  | Residential - North - Replacement |  |  |  | MHGF Increment 5 |  | Residential - North - New |  |  |  | MHGF Increment 5
|  |  | LCC | Net | No | Net |  |  | LCC | Net | No | Net |  |  | LCC | Net | No | Net
| Level | Description | Savings | Cost | Impact | Benefit | Level | Description | Savings | Cost | Impact | Benefit | Level | Description | Savings | Cost | Impact | Benefit
| MHGF | [5 empty] | MHGF | [5 empty] | MHGF
| 0 | MHGF 80% |  |  | 100% |  | 0 | MHGF 80% |  |  | 100% |  | 0 | MHGF 80% |  |  | 100%
| 1 | MHGF 92% | 547.4579 | 6.324% | 69.77% | 23.9% | 1 | MHGF 92% | 430.2417 | 12.65% | 48.29% | 39.06% | 1 | MHGF 92% | 1216.18 | 0.06452% | 91.03% | 8.903%
| 2 | MHGF 95% | 1223.9859 | 7.929% | 26.58% | 65.49% | 2 | MHGF 95% | 422.5748 | 12.68% | 43.4% | 43.92% | 2 | MHGF 95% | 1574.1732 | 0.06452% | 17.42% | 82.52%
| 3 | MHGF 96% | 1266.72 | 13.95% | 5.594% | 80.46% | 3 | MHGF 96% | 435.6068 | 13.56% | 32.8% | 53.64% | 3 | MHGF 96% | 1714.6205 | 0.06452% | 2.161% | 97.77%
| Simulation Results Rest of Country |  |  |  | MHGF Increment 5 |  | Residential - Rest of Country - Replacement |  |  |  | MHGF Increment 5 |  | Residential - Rest of Country - New |  |  |  | MHGF Increment 5
|  |  | LCC | Net | No | Net |  |  | LCC | Net | No | Net |  |  | LCC | Net | No | Net
| Level | Description | Savings | Cost | Impact | Benefit | Level | Description | Savings | Cost | Impact | Benefit | Level | Description | Savings | Cost | Impact | Benefit
| MHGF | [5 empty] | MHGF | [5 empty] | MHGF
| 0 | MHGF 80% |  |  | 100% |  | 0 | MHGF 80% |  |  | 100% |  | 0 | MHGF 80% |  |  | 100%
| 1 | MHGF 92% | 369.0759 | 15.29% | 58.57% | 26.14% | 1 | MHGF 92% | 277.5919 | 30.79% | 28.03% | 41.18% | 1 | MHGF 92% | 909.2305 | 0.2569% | 88.18% | 11.56%
| 2 | MHGF 95% | 678.2372 | 20.82% | 10.41% | 68.77% | 2 | MHGF 95% | 283.4117 | 31.43% | 22.52% | 46.05% | 2 | MHGF 95% | 975.1257 | 0.5139% | 9.096% | 90.39%
| 3 | MHGF 96% | 724.5771 | 24.29% | 6.835% | 68.88% | 3 | MHGF 96% | 440.549 | 32.49% | 10.23% | 57.29% | 3 | MHGF 96% | 983.4334 | 0.5139% | 7.348% | 92.14%
| Senior Only |  |  |  | MHGF Increment 5 |  | Senior Only - North |  |  |  | MHGF Increment 5 |  | Senior Only - Rest of Country |  |  |  | MHGF Increment 5
|  |  | LCC | Net | No | Net |  |  | LCC | Net | No | Net |  |  | LCC | Net | No | Net
| Level | Description | Savings | Cost | Impact | Benefit | Level | Description | Savings | Cost | Impact | Benefit | Level | Description | Savings | Cost | Impact | Benefit
| MHGF | [5 empty] | MHGF | [5 empty] | MHGF
| 0 | MHGF 80% |  |  | 100% |  | 0 | MHGF 80% |  |  | 100% |  | 0 | MHGF 80% |  |  | 100%
| 1 | MHGF 92% | 179.2144 | 16.94% | 60.47% | 22.59% | 1 | MHGF 92% | 381.0853 | 7.386% | 68.37% | 24.24% | 1 | MHGF 92% | -8.5986 | 31.42% | 48.49% | 20.09%
| 2 | MHGF 95% | 346.916 | 17.17% | 27.1% | 55.73% | 2 | MHGF 95% | 545.8696 | 7.197% | 38.35% | 54.45% | 2 | MHGF 95% | 132.4051 | 32.28% | 10.04% | 57.68%
| 3 | MHGF 96% | 414.9597 | 17.8% | 18.31% | 63.89% | 3 | MHGF 96% | 589.5985 | 7.67% | 27.56% | 64.77% | 3 | MHGF 96% | 168.913 | 33.14% | 4.304% | 62.55%
| Low Income Only |  |  |  | MHGF Increment 5 |  | Low Income Only - North |  |  |  | MHGF Increment 5 |  | Low Income Only - Rest of Country |  |  |  | MHGF Increment 5
|  |  | LCC | Net | No | Net |  |  | LCC | Net | No | Net |  |  | LCC | Net | No | Net
| Level | Description | Savings | Cost | Impact | Benefit | Level | Description | Savings | Cost | Impact | Benefit | Level | Description | Savings | Cost | Impact | Benefit
| MHGF | [5 empty] | MHGF | [5 empty] | MHGF
| 0 | MHGF 80% |  |  | 100% |  | 0 | MHGF 80% |  |  | 100% |  | 0 | MHGF 80% |  |  | 100%
| 1 | MHGF 92% | 424.1815 | 11.89% | 59.4% | 28.71% | 1 | MHGF 92% | 505.4555 | 12.57% | 57.39% | 30.03% | 1 | MHGF 92% | 348.2982 | 11.31% | 61.11% | 27.58%
| 2 | MHGF 95% | 704.3176 | 12.1% | 25.44% | 62.45% | 2 | MHGF 95% | 1069.2659 | 12.46% | 38.53% | 49.01% | 2 | MHGF 95% | 465.0072 | 11.81% | 14.29% | 73.91%
| 3 | MHGF 96% | 697.1893 | 13.12% | 16.5% | 70.38% | 3 | MHGF 96% | 908.0052 | 14.09% | 27.24% | 58.67% | 3 | MHGF 96% | 517.9622 | 12.3% | 7.341% | 80.36%

## Scenario MHGF 2
Note: This sheet is D4, D5, I6, I13, I17, F1
| Simulation Results NATIONAL - 10000 samples |  |  |  | MHGF Increment 6 |  | Residential - Replacement |  |  |  | MHGF Increment 6 |  | Residential - New |  |  |  | MHGF Increment 6 |  | Replacement |  |  |  | MHGF Increment 6 |  | New |  |  |  | MHGF Increment 6
|  |  | LCC | Net | No | Net |  |  | LCC | Net | No | Net |  |  | LCC | Net | No | Net |  |  | LCC | Net | No | Net |  |  | LCC | Net | No | Net
| Level | Description | Savings | Cost | Impact | Benefit | Level | Description | Savings | Cost | Impact | Benefit | Level | Description | Savings | Cost | Impact | Benefit | Level | Description | Savings | Cost | Impact | Benefit | Level | Description | Savings | Cost | Impact | Benefit
| MHGF | [5 empty] | MHGF | [5 empty] | MHGF | [5 empty] | MHGF | [5 empty] | MHGF
| 0 | MHGF 80% |  |  | 100% |  | 0 | MHGF 80% |  |  | 100% |  | 0 | MHGF 80% |  |  | 100% |  | 0 | MHGF 80% |  |  | 100% |  | 0 | MHGF 80% |  |  | 100%
| 1 | MHGF 92% | 433.2833 | 10.94% | 61.56% | 27.5% | 1 | MHGF 92% | 334.1655 | 21.94% | 32.88% | 45.18% | 1 | MHGF 92% | 1068.287 | 0.1387% | 89.71% | 10.15% | 1 | MHGF 92% | 334.1655 | 21.94% | 32.88% | 45.18% | 1 | MHGF 92% | 1068.287 | 0.1387% | 89.71% | 10.15%
| 2 | MHGF 95% | 954.3669 | 13.61% | 14.43% | 71.96% | 2 | MHGF 95% | 389.8765 | 22.1% | 24.93% | 52.97% | 2 | MHGF 95% | 1324.2636 | 0.2378% | 12.03% | 87.73% | 2 | MHGF 95% | 389.8765 | 22.1% | 24.93% | 52.97% | 2 | MHGF 95% | 1324.2636 | 0.2378% | 12.03% | 87.73%
| 3 | MHGF 96% | 1050.4172 | 17.77% | 0.89% | 81.34% | 3 | MHGF 96% | 529.0432 | 22.31% | 14.29% | 63.4% | 3 | MHGF 96% | 1437.2413 | 0.2378% | 1.724% | 98.04% | 3 | MHGF 96% | 529.0432 | 22.31% | 14.29% | 63.4% | 3 | MHGF 96% | 1437.2413 | 0.2378% | 1.724% | 98.04%
| Simulation Results NORTH |  |  |  | MHGF Increment 6 |  | Residential - North - Replacement |  |  |  | MHGF Increment 6 |  | Residential - North - New |  |  |  | MHGF Increment 6
|  |  | LCC | Net | No | Net |  |  | LCC | Net | No | Net |  |  | LCC | Net | No | Net
| Level | Description | Savings | Cost | Impact | Benefit | Level | Description | Savings | Cost | Impact | Benefit | Level | Description | Savings | Cost | Impact | Benefit
| MHGF | [5 empty] | MHGF | [5 empty] | MHGF
| 0 | MHGF 80% |  |  | 100% |  | 0 | MHGF 80% |  |  | 100% |  | 0 | MHGF 80% |  |  | 100%
| 1 | MHGF 92% | 504.9917 | 7.313% | 66.01% | 26.67% | 1 | MHGF 92% | 394.5364 | 14.64% | 40.95% | 44.41% | 1 | MHGF 92% | 1206.8668 | 0.06452% | 90.81% | 9.129%
| 2 | MHGF 95% | 1166.9566 | 8.87% | 21.06% | 70.07% | 2 | MHGF 95% | 431.6551 | 14.84% | 33.19% | 51.97% | 2 | MHGF 95% | 1573.4086 | 0.06452% | 15.58% | 84.35%
| 3 | MHGF 96% | 1228.1361 | 13.59% | 0.03243% | 86.38% | 3 | MHGF 96% | 540.8474 | 15.1% | 22.86% | 62.05% | 3 | MHGF 96% | 1714.1403 | 0.06452% | 0% | 99.94%
| Simulation Results Rest of Country |  |  |  | MHGF Increment 6 |  | Residential - Rest of Country - Replacement |  |  |  | MHGF Increment 6 |  | Residential - Rest of Country - New |  |  |  | MHGF Increment 6
|  |  | LCC | Net | No | Net |  |  | LCC | Net | No | Net |  |  | LCC | Net | No | Net
| Level | Description | Savings | Cost | Impact | Benefit | Level | Description | Savings | Cost | Impact | Benefit | Level | Description | Savings | Cost | Impact | Benefit
| MHGF | [5 empty] | MHGF | [5 empty] | MHGF
| 0 | MHGF 80% |  |  | 100% |  | 0 | MHGF 80% |  |  | 100% |  | 0 | MHGF 80% |  |  | 100%
| 1 | MHGF 92% | 347.2989 | 16.78% | 54.4% | 28.83% | 1 | MHGF 92% | 261.9516 | 33.81% | 19.77% | 46.42% | 1 | MHGF 92% | 899.5038 | 0.2569% | 87.98% | 11.77%
| 2 | MHGF 95% | 673.8339 | 21.24% | 3.757% | 75.01% | 2 | MHGF 95% | 338.6166 | 33.92% | 11.5% | 54.58% | 2 | MHGF 95% | 966.4083 | 0.5139% | 6.372% | 93.11%
| 3 | MHGF 96% | 757.9353 | 24.5% | 2.27% | 73.23% | 3 | MHGF 96% | 514.1875 | 34.02% | 0.371% | 65.61% | 3 | MHGF 96% | 975.4947 | 0.5139% | 4.471% | 95.02%
| Senior Only |  |  |  | MHGF Increment 6 |  | Senior Only - North |  |  |  | MHGF Increment 6 |  | Senior Only - Rest of Country |  |  |  | MHGF Increment 6
|  |  | LCC | Net | No | Net |  |  | LCC | Net | No | Net |  |  | LCC | Net | No | Net
| Level | Description | Savings | Cost | Impact | Benefit | Level | Description | Savings | Cost | Impact | Benefit | Level | Description | Savings | Cost | Impact | Benefit
| MHGF | [5 empty] | MHGF | [5 empty] | MHGF
| 0 | MHGF 80% |  |  | 100% |  | 0 | MHGF 80% |  |  | 100% |  | 0 | MHGF 80% |  |  | 100%
| 1 | MHGF 92% | 172.2651 | 17.97% | 56.53% | 25.5% | 1 | MHGF 92% | 351.8341 | 7.765% | 65.34% | 26.89% | 1 | MHGF 92% | 6.2999 | 33.43% | 43.19% | 23.39%
| 2 | MHGF 95% | 356.3308 | 18.2% | 21.05% | 60.75% | 2 | MHGF 95% | 550.0612 | 7.86% | 32.29% | 59.85% | 2 | MHGF 95% | 149.2797 | 33.86% | 4.017% | 62.12%
| 3 | MHGF 96% | 439.5765 | 18.48% | 13.86% | 67.66% | 3 | MHGF 96% | 653.9881 | 8.333% | 23.01% | 68.66% | 3 | MHGF 96% | 189.4808 | 33.86% | 0% | 66.14%
| Low Income Only |  |  |  | MHGF Increment 6 |  | Low Income Only - North |  |  |  | MHGF Increment 6 |  | Low Income Only - Rest of Country |  |  |  | MHGF Increment 6
|  |  | LCC | Net | No | Net |  |  | LCC | Net | No | Net |  |  | LCC | Net | No | Net
| Level | Description | Savings | Cost | Impact | Benefit | Level | Description | Savings | Cost | Impact | Benefit | Level | Description | Savings | Cost | Impact | Benefit
| MHGF | [5 empty] | MHGF | [5 empty] | MHGF
| 0 | MHGF 80% |  |  | 100% |  | 0 | MHGF 80% |  |  | 100% |  | 0 | MHGF 80% |  |  | 100%
| 1 | MHGF 92% | 382.793 | 14.09% | 53.45% | 32.46% | 1 | MHGF 92% | 444.672 | 15.02% | 49.13% | 35.86% | 1 | MHGF 92% | 320.1977 | 13.29% | 57.14% | 29.56%
| 2 | MHGF 95% | 708.1265 | 14.25% | 16.55% | 69.2% | 2 | MHGF 95% | 1047.0983 | 15.37% | 27.94% | 56.69% | 2 | MHGF 95% | 484.6723 | 13.29% | 6.845% | 79.86%
| 3 | MHGF 96% | 751.2513 | 14.41% | 8.516% | 77.08% | 3 | MHGF 96% | 1079.1599 | 15.48% | 18.51% | 66.01% | 3 | MHGF 96% | 523.5369 | 13.49% | 0% | 86.51%